## DISCLAIMER
WHO COVID-19 Essential Supplies Forecasting Tool (COVID-ESFT) v1.2
v1.2 as of: March 30, 2020
DISCLAIMER |  |  | Please check to confirm you have read and understand ↓ | Check?
This calculator is a supply forecasting tool: it is meant to help governments, partners, and other stakeholders estimate potential requirements for essential supplies to respond to the current pandemic of COVID-19. Essential supplies include personal protective equipment, diagnostics, biomedical equipment for case management, drugs for supportive treatment, and consumable medical supplies. It is designed to proactively support decision making and enable the rapid procurement of essential supplies early in the course of the epidemic. |  |  |  | 0 | I understand
Supplies are forecast based on short-term needs: This calculator helps guide users through the process of making assumptions about the number of cases. Given the uncertainty of the epidemic’s progression, the calculator is designed to estimate supplies for the first 6-12 weeks of an outbreak. However it will allow users to manipulate calculations for a longer time period. Users may prefer to use their own assumption about the expected epidemiological curve in their geography. In that case, the calculator offers flexibility for users to manually input the case numbers they believe they will observe for a period of up to 52 weeks, and it then assists users to estimate the corresponding supply requirements. |  |  |  | 0
Outputs are constrained based on editable parameters for health system infrastructure: This calculator includes editable assumptions about limitations of health systems to absorb the projected number of patients (for example, availability of health care workers and patient beds). Users can manually input staff and infrastructure assumptions on the "User Dashboard" page or select automatically available values from an included dataset. |  |  |  | 0
Limitations: This calculator is not an epidemiological model. The inputs, such as projected case numbers, doubling rates, and attack rates, are based on the available information that has been shared by experts and academic groups. These inputs and the corresponding outputs may not reflect the reality of what users will ultimately see in their geography. Users are discouraged from drawing conclusions about cases far into the future on the basis of these preliminary estimates. |  |  |  | 0
This version of the calculator is a first draft: As more data become available, updated versions will be shared in an effort to regularly develop the tool and improve its functionality and assumptions. |  |  |  | 0
0
The user has reviewed the disclaimer and understand the model's scope and limitations |  | Please review disclaimer

## Tool Overview
WHO COVID-19 Essential Supplies Forecasting Tool (COVID-ESFT) v1.2
v1.2 as of: March 30, 2020
WHO COVID-19 Essential Supplies Forecast Tool Overview
SARS-CoV-2, a previously unknown coronavirus that emerged in Wuhan, China in December 2019, causes COVID-19 and was characterized as a pandemic by the World Health Organization on March 11, 2020. The pandemic has required countries around the world to develop containment and mitigation strategies to control the spread of COVID-19. To assist with the response to the pandemic, the WHO developed the WHO COVID-19 Essential Supplies Forecasting Tool (COVID-ESFT) to allow users to quantify for commodities used in the course of patient and disease management. The current version of the tool covers three categories of essential commodities: personal protective equipment (PPE), diagnostics, and case management. The tool has been designed to be user-friendly, and allow users to quickly estimate commodity needs based on variable assumptions around a specific country's epidemic. The primary output tabs, "User Dashboard" and "Equipment Needed by Setting" are explained in greater detail below.
'User Dashboard' tab
This is the primary tab for users of the tool to toggle various epidemic scenarios and view the impact on commodity quantification. It also summarizes the key quantification outputs.
Toggles |  |  | Explanation
1 | Country/Region |  | 1 | Users select the country/region for quantification based on World Bank classifications. It will also display the estimated population in 2020.
Select "Manual" to enter your own population into the tool (can be used to calculate at the sub-national level)
2 | Infection Growth Rate |  | 2 | There are five inputs in this section that allow the user to customize the nature of the epidemic in the selected country/region.
Cumulative Known Cases (#): Enter the number of currently known cases (10 is the minimum number to enter here)
Cumulative Case Estimation Method Exponential Growth: Assumes cases will grow exponentially based on the doubling rate selected. Please note this will be the most common selection Manual Entry: Allows users to manually input an epi curve on the 'Manual Epi Curve' tab. The majority of users will not select this option
Doubling Rate (Days): The rate at which the number of cases doubles in a given country (in days not weeks). The tool has six pre-set options (below): Very Fast: 2.3 days. Highest case load expected Fast: 3.2 days. High case load expected Medium: 4 days. Medium case load expected Slow: 5 days. Low case load expected Very slow: 7 days. Lowest case load expected. Combined: The user can input a rate that changes over time (e.g., doubling rate of 3 days until week 6 where it changes to 7 days) Manual: User can enter in their own doubling rate not constrained by the above pre-set values
Clinical Attack Rate: The rate at which the population is symptomatically infected. The tool has five pre-set options (below): Very Low: 5% Low: 10% Medium: 20% High: 30% Manual: User can enter own clinical attack rate not constrained by the above pre-set values
Testing Strategy: The user can input the testing strategy in-country: All Suspected Cases: Tests everyone suspected (suspected but negative, mild, severe, critical for COVID-19) Targeted: Tests all critical and severe cases and prioritized other presenting cases based on WHO guidance in link
3 | Determine Forecast Period |  | 3 | This section allows the user to define the time period for the commodity forecast.
Delivery lead time until shipments received (weeks): Enter an estimate of how long it will take commodities to be available in country
Week max estimated cases reached: NO USER INPUT - displays the week when the max number of estimated cases will be reached based on selections
Number of weeks to forecast equipment for (#): Enter the number of week's worth of equipment to forecast (e.g., to forecast for three weeks out, enter 3). Note that this cannot be higher than the value in the "max weeks of equipment needed (#)" cell above
4 | Available Staff |  | 4 | This section allows the user to input the amount of HCWs and lab staff that are available for the COVID-19 response.
Total HCW in country: enter the total number of HCW in country (estimates from the World Bank will appear as a reference). Note that by HCWs we are referring to total number of medical practitioners, including physicians, nursing professionals, community health workers and paramedical practitioners (ILO ISCO codes 2240, 2211, 2212, 2221, 3221, 5321, 3256, 3253)
% HCW available for COVID-19 response: enter the estimated percent of HCWs that will be allocated to the COVID-19 response in country
Total lab staff in country: enter the total number of lab staff in country (estimates from the WHO will appear as a reference)
% Lab staff available for COVID-19 response: enter the estimated percent of lab staff that will be allocated to the COVID-19 response in country
5 | Hospital Beds |  | 5 | This section allows the user to allocate hospital beds to COVID-19 patients.
Number of hospital beds in country: The user can enter the number of hospital beds in country. The description will show the estimated number from the World Bank. Please enter this number if it is correct or if the number of beds is unknown. If incorrect, manually enter the correct number of beds.
Percent of Beds in country available for critical cases: Here the user can input how many of the total hospital beds in the country will be allocated for critical COVID-19 patients. The % of beds that are ICU is indicated as a prompt.
'Equipment Needed by Setting' tab
This tab quantifies commodities needed by setting (inpatient or outpatient) and by personnel (e.g., HCW, other staff, or patient). There are no user inputs on this tab.
The commodities quantified for on this tab are based on the number of weeks selected in the "Determine Forecast Period" section of the 'User Dashboard' tab.
Personnel Descriptions (these definitions and ILO ISCO codes are in use in all tabs of the tool):
HCW: medical practitioners, including physicians, nursing professionals, community health workers and paramedical practitioners (ILO ISCO codes 2240, 2211, 2212, 2221, 3221, 5321, 3256, 3253)
Hygienist: refers to Cleaners and Helpers (ILO ISCO codes 9112)
Caretaker: patient carers such as parent, spouse, partner, etc.
Ambulancier: refers to Ambulance personnel (ILO ISCO codes 8322, 3258)
Patient: person diagnosed with COVID-19
Bed: equipment needed per patient bed
Brief Descriptions of Other Tabs
The below tabs do not have user inputs (aside from the 'Manual Patient Calcs' tab). However, see the descriptions below for a brief overview of each tab and what they display/calculate.
Summary Tabs
Patient & HCW Summary: this tab summarizes the number of patients, clinical staff and other related hospital employees, and lab tests required each week of the forecasted period
HCW & Staff Summary: this tab calculates the number of HCWs, hygienists, ambulanciers, and caretakers needed by setting (e.g., inpatient, outpatient, lab)
Patient & Case Type Summary: this tab calculates the number of patients each week, classified by setting (e.g., inpatient/outpatient) and level of disease severity (e.g., mild, severe, critical)
Assumptions
Patient & Testing Assumptions: this tab shows the assumptions behind case numbers and testing
Equipment Assumptions: this tab shows the assumptions used for the amount of equipment used by relevant clinical staff and caretakers
Staff & Infra Assumptions: this tab shows the assumptions for how many staff members are needed for inpatient care, laboratory work, and other infrastructure assumptions
Oxygen Use Assumptions: this tab quantifies the amount of oxygen required for treating patients during the forecasted period
Patient Calcs
Patient Calc Assumptions: this tab shows the varying doubling rate and attack rate options, as well as other high-level information from the epi calculations
Automated Patient Calcs: this tab contains the epi curves for the model, as well as other summaries such as recovered patients, patients by disease severity, and tests per week
Manual Patient Calcs: this tab will only be filled out if users select "Manual Entry" for the Cumulative Case Estimation Method on the 'User Dashboard' tab
Commodity Details
Patient Care Equip: this is the master list for the care equipment that this tool quantifies for, and whether or not they are reusable
Required Drug Package: this tab lists all the drugs needed for patient treatment
Required Consumables Package: this tab lists the consumable medical suppliers needed for patient treatment
Reference Data
HCW Summary Data: this tab summarizes data from the World Bank on number of the number of clinical and other staff in each country
WB Physician Data: this tab contains data from the World Bank on number of physicians per 1,000 people in each country
WHO Labs Data: this tab contains data from the WHO on number of laboratory staff in each country
WB CHWs Data: this tab contains data from the World Bank on number of community health workers (CHWs) in each country
WB Nurses & Midwives Data: this tab contains data from the World Bank on number of nurses and midwives in each country
Hospital Beds by Country: this tab contains data from the World Bank on number of hospital beds per 1,000 people in each country
Tabular Pop Data by Age: this tab summaries the World Bank population data from the following tab in a more user-friendly way
Population Data by Age: this tab contains World Bank population data for 2019 and 2020

## User Dashboard
WHO COVID-19 Essential Supplies Forecasting Tool (COVID-ESFT) v1.2
Introduction: This page is the main page that will be used. The user will set up the information for their country forecast in the 'user input' section below. This section was designed to be simple and user friendly while also allowing for flexibility in forecasting. Basic definitions are given next to each cell or in a comment within the cell. If further information is required, see the 'Tool Overview' tab. Pay close attention to any notices in red to ensure a valid forecast. Very few exercises will use inputs on any additional tabs.
Key
| User input cell |  | User will need to set inputs for all blue cells for forecast
Calculation
User Input
| WARNING: This tool wil NOT run until all Disclaimers are signed: See Disclaimer tab | Algeria | Select "Manual" (at bottom of list) to run sub-population | Known Cumulative Cases (#) | 1 | Enter '10' if unknown, no reported cases; value must be >= 1 | Delivery lead time until shipments received (weeks) | 0 | Enter 0 or 1 weeks for the estimated delivery time
| Estimated population (2020): | 43851000 |  | Cumulative Case Estimation Method | Exponential Growth | <---Most users will select 'Exponential Growth' | Max # of weeks needed to forecast equipment (#) | 14 | Based on projected patient numbers (automatically calculated) and delivery lead time | 0 | 1
| Manually enter population to model (e.g., for sub-national population) | 100000 |  | Doubling Rate (days) | Medium | Infections double every 4 days | Enter # of weeks to forecast equipment for (#) | 6 | Enter the number of weeks you would like to forecast equipment (must be same or less than cell above)
|  |  |  | Clinical Attack Rate | Medium | 20% population infection rate
|  |  |  | Testing Strategy | Targeted | Select 'Targeted' if testing is expected be limited; select 'All Suspected Cases' if looking to test all suspected to priorized testing as defined in link and severe/critical inpatients
|  |  |  | Initial Doubling Rate (days): | 4 | Must be filled if Doubling Rate of 'Combined' is selected
|  |  |  | Second Doubling Rate (days): | 7
|  |  |  | Week where Doubling Rate changes: | 6
|  |  |  | Manually enter Doubling Rate (days): | 1.5
|  |  |  | Manually enter Clinical Attack Rate: | 100%
| Enter # of health care workers in country. Estimate based on World Bank data = 196014 |  | No value entered - estimate from World Bank used in model |  |  |  | Enter # of hospital beds in country. Estimate based on World Bank data = 83317 beds. |  | No value entered - estimate from World Bank used in model
| % of health care workers available for COVID-19 response | 80% | Of the input HCWs in your country, enter the % of HCWs in your country that could be used for COVID-19 response |  |  |  | Enter % of hospital beds, of the above, available for critical patients. Data estimates 3.32% are ICU beds |  | Of the input hospital beds in your country, enter the % of HCWs in your country that could be used for COVID-19 response. If in doubt, use the % of ICU beds.
| Enter # of lab staff in country. Estimate based on WHO data = 5111 |  | No value entered - estimate from WHO used in model
| % of lab staff available for COVID-19 response | 80% | Of the input lab staff in your country, enter the % of lab staff in your country that could be used for COVID-19 response
High-Level Output
Algeria - High-Level COVID-19 Needs Outputs
| Total number of cases (based on epi curves) | 1448.1547
| of which, total # of mild cases | 1158.5238
| of which, total # of severe hospitalized patients | 217.2232
| of which, total # of critical hospitalized patients | 72.4077 |  |  |  |  | Severe and Critical
|  |  |  | Max beds provided for | 218.6501 |  | 868.8928
|  |  |  | of which severe beds | 152.6424 |  | Mild and Suspected
|  |  |  | of which ICU beds | 66.0077 |  | 2022.742
2891.6349
| Total Forecast Cases | 1448.1547 |  | At peak occupancy, number of beds in use | 218.6501 |  | Total Tests | 2891.6349
[7 empty] | Tests for diagnosis | 2312.373
[7 empty] | Tests to confirm negative for release (2 per crit/severe) | 579.2619
| High-Level Results |  |  |  | Total
| Total number of cases (based on epi curves) |  |  |  | 1448.1547
| of which, total # of mild cases |  |  |  | 1158.5238
| of which, total # of severe cases |  |  |  | 217.2232
| of which, total # of critical cases |  |  |  | 72.4077
| Max # of beds provided for (max # of in-patients at any one time) |  |  |  | 218.6501
| of which severe beds |  |  |  | 152.6424
| of which ICU beds |  |  |  | 66.0077
| Total number of tests |  |  |  | 2891.6349
| of which severe and critical |  |  |  | 868.8928
Health Care Workers and Staff Required by Setting
[5 empty] | 0 | 1 | 2 | 3 | 4 | 5 | 6
Note that HCWs for inpatient, outpatient, and laboratories are capped at the maximum number in operation in each country - at high-levels of cases this may result in a lower HCW:patient ratio than desired
| The estimated number of HCWs required to treat inpatients and test outpatients/suspected cases, based on the guidelines for ratio of HCWs:patients is: |  |  |  | 1: 361.8401; 2: This is 1 times as many HCWs as operational in country
[6 empty] | 1 | 2 | 3 | 4 | 5 | 6 | 7 | 8 | 9 | 10 | 11 | 12 | 13 | 14 | 15 | 16 | 17 | 18 | 19 | 20 | 21 | 22 | 23 | 24 | 25 | 26 | 27 | 28 | 29 | 30 | 31 | 32 | 33 | 34 | 35 | 36 | 37 | 38 | 39 | 40 | 41 | 42 | 43 | 44 | 45 | 46 | 47 | 48 | 49 | 50 | 51 | 52 | 53 | 54 | 55 | 56 | 57 | 58 | 59 | 60
| Setting | Number of Staff Required Each Week |  |  | First week of forecast | Week 2 of forecast | Week 3 of forecast | Week 4 of forecast | Week 5 of forecast | Week 6 of forecast | Week 7 of forecast | Week 8 of forecast | Week 9 of forecast | Week 10 of forecast | Week 11 of forecast | Week 12 of forecast | Week 13 of forecast | Week 14 of forecast | Week 15 of forecast | Week 16 of forecast | Week 17 of forecast | Week 18 of forecast | Week 19 of forecast | Week 20 of forecast | Week 21 of forecast | Week 22 of forecast | Week 23 of forecast | Week 24 of forecast | Week 25 of forecast | Week 26 of forecast | Week 27 of forecast | Week 28 of forecast | Week 29 of forecast | Week 30 of forecast | Week 31 of forecast | Week 32 of forecast | Week 33 of forecast | Week 34 of forecast | Week 35 of forecast | Week 36 of forecast | Week 37 of forecast | Week 38 of forecast | Week 39 of forecast | Week 40 of forecast | Week 41 of forecast | Week 42 of forecast | Week 43 of forecast | Week 44 of forecast | Week 45 of forecast | Week 46 of forecast | Week 47 of forecast | Week 48 of forecast | Week 49 of forecast | Week 50 of forecast | Week 51 of forecast | Week 52 of forecast | Week 53 of forecast | Week 54 of forecast | Week 55 of forecast | Week 56 of forecast | Week 57 of forecast | Week 58 of forecast | Week 59 of forecast | Week 60 of forecast | Week 61 of forecast
| Inpatient | Total number of medical practitioners, including physicians, nursing professionals, community health workers and paramedical practitioners (ILO ISCO codes 2240, 2211, 2212, 2221, 3221, 5321, 3256, 3253) |  |  | 0.32 | 361.8401 1: 0.83635; This is 1 times as many HCWs as operational in country 2: 2.7331; This is 1 times as many HCWs as operational in country 3: 9.1931; This is 1 times as many HCWs as operational in country 4: 30.9218; This is 1 times as many HCWs as operational in country 5: 104.0081; This is 1 times as many HCWs as operational in country 6: 349.8401
|  | Total number of Cleaners and Helpers (ILO ISCO codes 9112) |  |  | 0.16 | 361.8401 1: 0.41817; This is 1 times as many HCWs as operational in country 2: 1.3666; This is 1 times as many HCWs as operational in country 3: 4.5966; This is 1 times as many HCWs as operational in country 4: 15.4609; This is 1 times as many HCWs as operational in country 5: 52.004; This is 1 times as many HCWs as operational in country 6: 174.9201
|  | Total number of caretakers required |  |  | 0.2 | 361.8401 1: 0.52272; This is 1 times as many HCWs as operational in country 2: 1.7082; This is 1 times as many HCWs as operational in country 3: 5.7457; This is 1 times as many HCWs as operational in country 4: 19.3261; This is 1 times as many HCWs as operational in country 5: 65.0051; This is 1 times as many HCWs as operational in country 6: 218.6501
|  | Total number of ambulance personnel (ILO ISCO codes 8322, 3258) |  |  | 0.004 | 361.8401 1: 0.010454; This is 1 times as many HCWs as operational in country 2: 0.034164; This is 1 times as many HCWs as operational in country 3: 0.11491; This is 1 times as many HCWs as operational in country 4: 0.38652; This is 1 times as many HCWs as operational in country 5: 1.3001; This is 1 times as many HCWs as operational in country 6: 4.373
| Outpatient screening | Total number of medical practitioners, including physicians, nursing professionals, community health workers and paramedical practitioners (ILO ISCO codes 2240, 2211, 2212, 2221, 3221, 5321, 3256, 3253) |  |  | 1 | 361.8401 1: 1; This is 1 times as many HCWs as operational in country 2: 1; This is 1 times as many HCWs as operational in country 3: 3; This is 1 times as many HCWs as operational in country 4: 10; This is 1 times as many HCWs as operational in country 5: 33; This is 1 times as many HCWs as operational in country 6: 12
| Laboratories | Total number of lab staff required |  |  | 1 | 361.8401 1: 1; This is 1 times as many HCWs as operational in country 2: 1; This is 1 times as many HCWs as operational in country 3: 1; This is 1 times as many HCWs as operational in country 4: 1; This is 1 times as many HCWs as operational in country 5: 2; This is 1 times as many HCWs as operational in country 6: 2
|  | Total number of Cleaners and Helpers (ILO ISCO codes 9112) |  |  | 1 | bar: 361.8401 1 to This is 1 times as many HCWs as operational in country 50
Infratructure outputs
| Setting | Number of patients |  |  | First week of forecast | Week 2 of forecast | Week 3 of forecast | Week 4 of forecast | Week 5 of forecast | Week 6 of forecast | Week 7 of forecast | Week 8 of forecast | Week 9 of forecast | Week 10 of forecast | Week 11 of forecast | Week 12 of forecast | Week 13 of forecast | Week 14 of forecast | Week 15 of forecast | Week 16 of forecast | Week 17 of forecast | Week 18 of forecast | Week 19 of forecast | Week 20 of forecast | Week 21 of forecast | Week 22 of forecast | Week 23 of forecast | Week 24 of forecast | Week 25 of forecast | Week 26 of forecast | Week 27 of forecast | Week 28 of forecast | Week 29 of forecast | Week 30 of forecast | Week 31 of forecast | Week 32 of forecast | Week 33 of forecast | Week 34 of forecast | Week 35 of forecast | Week 36 of forecast | Week 37 of forecast | Week 38 of forecast | Week 39 of forecast | Week 40 of forecast | Week 41 of forecast | Week 42 of forecast | Week 43 of forecast | Week 44 of forecast | Week 45 of forecast | Week 46 of forecast | Week 47 of forecast | Week 48 of forecast | Week 49 of forecast | Week 50 of forecast | Week 51 of forecast | Week 52 of forecast | Week 53 of forecast | Week 54 of forecast | Week 55 of forecast | Week 56 of forecast | Week 57 of forecast | Week 58 of forecast | Week 59 of forecast | Week 60 of forecast | Week 61 of forecast
| Inpatient | Severe cases |  |  | 0.15 | 361.8401 1: 0.35454; This is 1 times as many HCWs as operational in country 2: 1.1925; This is 1 times as many HCWs as operational in country 3: 4.0111; This is 1 times as many HCWs as operational in country 4: 13.4918; This is 1 times as many HCWs as operational in country 5: 45.3808; This is 1 times as many HCWs as operational in country 6: 152.6424
|  | Critical cases |  |  | 0.05 | 361.8401 1: 0.16818; This is 1 times as many HCWs as operational in country 2: 0.51569; This is 1 times as many HCWs as operational in country 3: 1.7346; This is 1 times as many HCWs as operational in country 4: 5.8343; This is 1 times as many HCWs as operational in country 5: 19.6242; This is 1 times as many HCWs as operational in country 6: 66.0077
|  | Number of hospital facilities required to treat cases (40 beds each) |  |  | 1 | 1 | 1 | 1 | 1 | 2 | 6 | 0 | 0 | 0 | 0 | 0 | 0 | 0 | 0 | 0 | 0 | 0 | 0 | 0 | 0 | 0 | 0 | 0 | 0 | 0 | 0 | 0 | 0 | 0 | 0 | 0 | 0 | 0 | 0 | 0 | 0 | 0 | 0 | 0 | 0 | 0 | 0 | 0 | 0 | 0 | 0 | 0 | 0 | 0 | 0
|  | Severe patients in beds (capped by bed availability) |  |  | 0.15 | 361.8401 1: 0.35454; This is 1 times as many HCWs as operational in country 2: 1.1925; This is 1 times as many HCWs as operational in country 3: 4.0111; This is 1 times as many HCWs as operational in country 4: 13.4918; This is 1 times as many HCWs as operational in country 5: 45.3808; This is 1 times as many HCWs as operational in country 6: 152.6424
|  | Critical patients in beds (capped by bed availability) |  |  | 0.05 | 361.8401 1: 0.16818; This is 1 times as many HCWs as operational in country 2: 0.51569; This is 1 times as many HCWs as operational in country 3: 1.7346; This is 1 times as many HCWs as operational in country 4: 5.8343; This is 1 times as many HCWs as operational in country 5: 19.6242; This is 1 times as many HCWs as operational in country 6: 66.0077
|  | Number of hospital facilities in use (40 beds each) |  |  | 1 | 1 | 1 | 1 | 1 | 2 | 6 | 0 | 0 | 0 | 0 | 0 | 0 | 0 | 0 | 0 | 0 | 0 | 0 | 0 | 0 | 0 | 0 | 0 | 0 | 0 | 0 | 0 | 0 | 0 | 0 | 0 | 0 | 0 | 0 | 0 | 0 | 0 | 0 | 0 | 0 | 0 | 0 | 0 | 0 | 0 | 0 | 0 | 0 | 0 | 0
| Outpatient care | Diagnosed mild patients |  |  | 1.0133 | 361.8401 1: 2.3951; This is 1 times as many HCWs as operational in country 2: 8.0561; This is 1 times as many HCWs as operational in country 3: 27.0975; This is 1 times as many HCWs as operational in country 4: 91.1446; This is 1 times as many HCWs as operational in country 5: 306.5728; This is 1 times as many HCWs as operational in country 6: 103.1184
Detailed Equipment Quantification
These prices are estimates only. Prices are rapidly evolving based on market fluctuations. Users can change the price/unit in blue cells.
| Category | Grouping | Item |  | Total quantity | 361.8401 1: Estimated price/unit; This is 1 times as many HCWs as operational in country 2: Estimated total price
| IPC | Hygiene | Chlorine, HTH 70% |  | 44 | 361.8401 1: 3.5; This is 1 times as many HCWs as operational in country 2: 154
| IPC | Hygiene | Alcohol-based hand rub |  | 389 | 361.8401 1: 8.3; This is 1 times as many HCWs as operational in country 2: 3228.7
| IPC | Hygiene | Liquid soap |  | 71 | 361.8401 1: 0.9; This is 1 times as many HCWs as operational in country 2: 63.9
| IPC | PPE | Gown, protective |  | 4532 | 361.8401 1: 0.8; This is 1 times as many HCWs as operational in country 2: 3625.6
| IPC | PPE | Scrubs, tops |  | 269 | 361.8401 1: 2.6; This is 1 times as many HCWs as operational in country 2: 699.4
| IPC | PPE | Scrubs, pants |  | 269 | 361.8401 1: 2.6; This is 1 times as many HCWs as operational in country 2: 699.4
| IPC | PPE | Apron, disposable |  | 2552 | 361.8401 1: 0.2; This is 1 times as many HCWs as operational in country 2: 510.4
| IPC | PPE | Apron, heavy duty, reusable |  | 88 | 361.8401 1: 4; This is 1 times as many HCWs as operational in country 2: 352
| IPC | PPE | Gum boots |  | 88 | 361.8401 1: 4.6; This is 1 times as many HCWs as operational in country 2: 404.8
| IPC | Diagnostics | Triple packaging boxes |  | 24 | 361.8401 1: 30; This is 1 times as many HCWs as operational in country 2: 720
| IPC | Diagnostics | Viral Transport Medium |  | 2892 | 361.8401 1: 0.7; This is 1 times as many HCWs as operational in country 2: 2024.4
| IPC | Diagnostics | Safety box |  | 104 | 361.8401 1: 0.8; This is 1 times as many HCWs as operational in country 2: 83.2
| IPC | Diagnostics | Lab extraction kit (250 extractions) |  | 13 | 361.8401 1: 960; This is 1 times as many HCWs as operational in country 2: 12480; This is 1 times as many HCWs as operational in country 3: Note that this includes 10% wastage within forecast quantities
| IPC | Diagnostics | Lab screening test kit (94 tests) |  | 34 | 361.8401 1: 140; This is 1 times as many HCWs as operational in country 2: 4760; This is 1 times as many HCWs as operational in country 3: Note that this includes 10% wastage within forecast quantities
| IPC | Diagnostics | Lab confirmation test kit (94 tests) |  | 34 | 361.8401 1: 80; This is 1 times as many HCWs as operational in country 2: 2720; This is 1 times as many HCWs as operational in country 3: Note that this includes 10% wastage within forecast quantities
| IPC | Diagnostics | RT-PCR kit (100 tests) |  | 32 | 361.8401 1: 260; This is 1 times as many HCWs as operational in country 2: 8320; This is 1 times as many HCWs as operational in country 3: Note that this includes 10% wastage within forecast quantities
| IPC | Hygiene | Bio-hazardous bag |  | 2071 | 361.8401 1: 0.15; This is 1 times as many HCWs as operational in country 2: 310.65
| IPC | PPE | Gloves, heavy duty |  | 88 | 361.8401 1: 1.8; This is 1 times as many HCWs as operational in country 2: 158.4
| IPC | PPE | Gloves, examination |  | 69393 | 361.8401 1: 0.06; This is 1 times as many HCWs as operational in country 2: 4163.58
| IPC | PPE | Gloves, surgical |  | 2490 | 361.8401 1: 0.4; This is 1 times as many HCWs as operational in country 2: 996
| IPC | PPE | Goggles, protective |  | 185 | 361.8401 1: 2.8; This is 1 times as many HCWs as operational in country 2: 518
| IPC | PPE | Face shield |  | 2580 | 361.8401 1: 0.6; This is 1 times as many HCWs as operational in country 2: 1548
| IPC | PPE | Mask, particulate respirator |  | 4979 | 361.8401 1: 1.5; This is 1 times as many HCWs as operational in country 2: 7468.5
| IPC | PPE | Mask, medical |  | 47850 | 361.8401 1: 0.7; This is 1 times as many HCWs as operational in country 2: 33495; This is 1 times as many HCWs as operational in country 3: Note that if selecting "Targeted" testing you may not be identifying all of your mild patients, therefore you will not be forecasting masks for patients that you never diagnose
| IPC | PPE | Mask, medical |  | 29635 | 361.8401 1: 0.7; This is 1 times as many HCWs as operational in country 2: 20744.5
| IPC | PPE | Mask, medical patient |  | 18215 | 361.8401 1: 0.7; This is 1 times as many HCWs as operational in country 2: 12750.5
| Case management | Drugs and consumables | Drugs modules 40 patients (severe + critical) |  | 7.2408 | 361.8401 1: 8000; This is 1 times as many HCWs as operational in country 2: 57926.1875; This is 1 times as many HCWs as operational in country 3: For all severe + critical who present (even if no bed space). Clink link to see breakdown of commodities.
| Case management | Drugs and consumables | Medical supply, consumables, 40 patients (severe + critical) |  | 7.2408 | 361.8401 1: 1800; This is 1 times as many HCWs as operational in country 2: 13033.3922; This is 1 times as many HCWs as operational in country 3: Only for patients admitted as inpatients (capped by max beds provided for). Clink link to see breakdown of commodities.
| Case management | Biomedical Equipment | Patient monitor, multiparametric w/o ECG, with accessories |  | 153 | 361.8401 1: 2990; This is 1 times as many HCWs as operational in country 2: 457470
| Case management | Biomedical Equipment | Pulse oximeter - fingertip |  | 175 | 361.8401 1: 25; This is 1 times as many HCWs as operational in country 2: 4375
| Case management | Biomedical Equipment | Concentrator O2, 10 L, with accessories |  | 219 | 361.8401 1: 1600; This is 1 times as many HCWs as operational in country 2: 350400
| Case management | Biomedical Equipment | O2 need (m3) |  | 4093.1358 | 361.8401 1: 0; This is 1 times as many HCWs as operational in country 2: 0
| Case management | Biomedical Equipment | Flowmeter, Thorpe tube, for pipe oxygen 0-15L/min |  | 67 | 361.8401 1: 250; This is 1 times as many HCWs as operational in country 2: 16750
| Case management | Biomedical Equipment | CPAP, for neonate, with accessories |  | 3 | 361.8401 1: 1800; This is 1 times as many HCWs as operational in country 2: 5400
| Case management | Biomedical Equipment | CPAP, for adult, with accessories |  | 18 | 361.8401 1: 2500; This is 1 times as many HCWs as operational in country 2: 45000
| Case management | Biomedical Equipment | Suction pump, manual |  | 11 | 361.8401 1: 2800; This is 1 times as many HCWs as operational in country 2: 30800
| Case management | Biomedical Equipment | Electronic drop counter, IV fluids monitor |  | 0 | 361.8401 1: 0; This is 1 times as many HCWs as operational in country 2: 0; This is 1 times as many HCWs as operational in country 3: Note that usage currently set to 0
| Case management | Biomedical Equipment | Clinical Chemistry Analyser, portable (PoC) |  | 6 | 361.8401 1: 480; This is 1 times as many HCWs as operational in country 2: 2880
| Case management | Biomedical Equipment | Patient monitor, multiparametric w/ECG, with accessories |  | 67 | 361.8401 1: 9200; This is 1 times as many HCWs as operational in country 2: 616400
| Case management | Biomedical Equipment | Cricothyrotomy, set, emergency, 6 mm, sterile, single use |  | 6 | 361.8401 1: 550; This is 1 times as many HCWs as operational in country 2: 3300
| Case management | Biomedical Equipment | Laryngoscope, FO, diameter 28 mm, w/blades |  | 6 | 361.8401 1: 80; This is 1 times as many HCWs as operational in country 2: 480
| Case management | Biomedical Equipment | Laryngoscope, FO, neonate, diameter 19 mm, w/blades |  | 6 | 361.8401 1: 120; This is 1 times as many HCWs as operational in country 2: 720
| Case management | Biomedical Equipment | Self-inflating bag, adult/child |  | 6 | 361.8401 1: 65; This is 1 times as many HCWs as operational in country 2: 390
| Case management | Biomedical Equipment | Self-inflating bag, child/neonate |  | 6 | 361.8401 1: 20; This is 1 times as many HCWs as operational in country 2: 120
| Case management | Biomedical Equipment | Suction bulb, for newborn, reusable, autoclavable |  | 6 | 361.8401 1: 15; This is 1 times as many HCWs as operational in country 2: 90
| Case management | Biomedical Equipment | Suction pump, manual |  | 11 | 361.8401 1: 2800; This is 1 times as many HCWs as operational in country 2: 30800
| Case management | Biomedical Equipment | Patient ventilator, intensive care, for adult, paediatric and neonate w/breathing circuits |  | 34 | 361.8401 1: 7500; This is 1 times as many HCWs as operational in country 2: 255000
| Case management | Biomedical Equipment | High Flow Nasal Cannula, with accessories |  | 219 | 361.8401 1: 30; This is 1 times as many HCWs as operational in country 2: 6570
| Case management | Biomedical Equipment | Suction pump, electrical, w/accessories |  | 219 | 361.8401 1: 1800; This is 1 times as many HCWs as operational in country 2: 394200
| Case management | Biomedical Equipment | Infusion pump, w/accessories |  | 219 | 361.8401 1: 1000; This is 1 times as many HCWs as operational in country 2: 219000
| Case management | Biomedical Equipment | Drill, for vascular access, w/accessories adult and paediatric, w/transport bag |  | 6 | 361.8401 1: 850; This is 1 times as many HCWs as operational in country 2: 5100
| Case management | Biomedical Equipment | Defibrillator, semiautomatic, w/accessories |  | 6 | 361.8401 1: 4600; This is 1 times as many HCWs as operational in country 2: 27600
| Case management | Biomedical Equipment | Electrocardiograph, portable, w/accessories |  | 6 | 361.8401 1: 1450; This is 1 times as many HCWs as operational in country 2: 8700
| Case management | Biomedical Equipment | Ultrasound, portable, w/ transducers and trolley |  | 6 | 361.8401 1: 8000; This is 1 times as many HCWs as operational in country 2: 48000
| Case management | Biomedical Equipment | Table, resuscitation, neonate |  | 6 | 361.8401 1: 3500; This is 1 times as many HCWs as operational in country 2: 21000
| Case management | Biomedical Equipment | Infant scale, electronic, 0-20 kg |  | 6 | 361.8401 1: 100; This is 1 times as many HCWs as operational in country 2: 600
| Case management | Biomedical Equipment | Scale, electronic, 50g/0-200kg |  | 6 | 361.8401 1: 100; This is 1 times as many HCWs as operational in country 2: 600
| Case management | Biomedical Equipment | Autoclave, 40-60L, with accessories |  | 6 | 361.8401 1: 500; This is 1 times as many HCWs as operational in country 2: 3000
| Case management | Biomedical Equipment | Autoclave, 90L, with accessories |  | 6 | 361.8401 1: 1200; This is 1 times as many HCWs as operational in country 2: 7200
[6 empty] | Estimated total price | 2722408.5097
Step 1
Select Country/Region
Step 3
Determine Forecast Period
Step 2
Define Infections & Growth Rate
Step 5
Hospital Bed Usage
Step 4
Available staff
Note on E18: Administrator: The selection of this cell determines the strategy for estimating the number of infections. Most users will choose 'Exponential Growth' and this is what is recommended. If you select 'Manual Entry', the 'Manual Patient Calcs' tab must be filled in.
Note on E19: Administrator: This cell determines the number of days that it takes for the number of infections to double. For example a selection of 'slow' give a doubling rate of '5', meaning that it takes 5 days for the number of infections to be twice the current number. These rates are based on the most recent information available from WHO and academic modelling groups.
Note on E20: Administrator: This determines the estimated proportion of your population that will become infected your country. The estimated rates are based on empirical findings and academic modelling groups. Select 'manual' to enter a custom rate.
Note on B28: Administrator: HCWs refers to all medical practitioners, including physicians, nursing professionals, community health workers and paramedical practitioners (ILO ISCO codes 2240, 2211, 2212, 2221, 3221, 5321, 3256, 3253)

## Case cluster output (hidden)
List of additional activities package
[6 empty] | Cluster 100 cases |  | Cluster 1000 cases |  | Cluster 10 000 |  | Cluster 100 000
Area | Activity | For items not in model, suggestion on how to estimate | Item output from model | Assumption input from Guillaume | Unit price | QTY | Price | QTY | Price | QTY | Price | QTY | Price | It includes
Co-ordination | Global coordination team, Set up package | Based on number per cluster size |  |  | 15000 |  | 0 |  | 0 |  | 0 |  | 0 | facilities, IT telcom, transport
| Global coordination, consumables | Based on number per cluster size |  |  | 1500 |  | 0 |  | 0 |  | 0 |  | 0 | Statinery, communication consumption
| Global coordination, Team | Based on number per cluster size |  |  |  |  | 0 |  | 0 |  | 0 |  | 0
| Sub- coordination capacity, set up package | Based on number per cluster size |  |  |  |  | 0 |  | 0 |  | 0 |  | 0 | facilities, IT telcom, transport
| Sub coordiantion, consumable | Based on number per cluster size |  |  |  |  | 0 |  | 0 |  | 0 |  | 0 | Statinery, communication consumption
| Sub coordiantion, Team | Based on number per cluster size |  |  |  |  | 0 |  | 0 |  | 0 |  | 0 | team members
| Warehouse and offices | Based on number per cluster size |  |  | 5000 |  | 0 |  | 0 |  | 0 |  | 0 | Warehouse and equipement
| Supply distribution capacity (transport) | Based on number per cluster size |  |  |  |  | 0 |  | 0 |  | 0 |  | 0 | Trucking and distribution network
| Supply consumables | Based on number per cluster size |  |  |  |  | 0 |  | 0 |  | 0 |  | 0 | Packaging, kitting
| Supply chain management team | Based on number per cluster size |  |  | 75000 |  | 0 |  | 0 |  | 0 |  | 0 | supply HR team
Surveillance: find, test, isolate | PoE, supervision team | Based on cluster size |  |  |  |  | 0 |  | 0 |  | 0 |  | 0
| POE international, equipement | Based on cluster size |  |  | 7500 |  | 0 |  | 0 |  | 0 |  | 0
| POE international, consumable | Based on cluster size |  |  | 1200 |  | 0 |  | 0 |  | 0 |  | 0
| POE international, team | Based on cluster size |  |  | 800 |  | 0 |  | 0 |  | 0 |  | 0
| POE Domestic, equipement | Based on cluster size |  |  | 500 |  | 0 |  | 0 |  | 0 |  | 0
| POE Domestic, Consumable | Based on cluster size |  |  | 200 |  | 0 |  | 0 |  | 0 |  | 0
| POE Domestic, HR team | Based on cluster size |  |  | 400 |  | 0 |  | 0 |  | 0 |  | 0
| PoE Training | Based on cluster size |  |  | 100 |  | 0 |  | 0 |  | 0 |  | 0
| Laboratory, supervision team | Based on # of lab technicians (row 40) |  |  |  |  | 0 |  | 0 |  | 0 |  | 0
| Laboratory, National, equipement | Based on # of tests run (row39) |  |  | 27000 |  | 0 |  | 0 |  | 0 |  | 0 | PCR, centrifuge, extractor
| Laboratory, National, HR team | Based on # of tests run (row39) |  |  |  |  | 0 |  | 0 |  | 0 |  | 0 | 4 lab technicien, one supervisor
| Laboratory, provincial, equipement | Based on # of tests run (row39) |  |  |  |  | 0 |  | 0 |  | 0 |  | 0 | tents and logistics set up kits
| Laboratory, Mobile lab, facility | Based on # of tests run (row39) |  |  |  |  | 0 |  | 0 |  | 0 |  | 0 | Tented facility
| Laboratory, provincial, HR team | Based on # of tests run (row39) |  |  |  |  | 0 |  | 0 |  | 0 |  | 0 | 2 lab technicien
| Lab test kit | Broken down by items below |  |  |  |  | 0 |  | 0 |  | 0 |  | 0 | biomedical equipement for labs
| Lab extraction kit (250 extractions) | Note - line item added by Beth to help with other quantification | 34 |  |  | 6 | 0 | 51 | 0 | 503 | 0 | 4990 | 0
| Lab screening test kit (94 tests) | Note - line item added by Beth to help with other quantification | 34 |  |  | 6 | 0 | 51 | 0 | 503 | 0 | 4990 | 0
| Lab confirmation test kit (94 tests) | Note - line item added by Beth to help with other quantification | 32 |  |  | 5 | 0 | 48 | 0 | 472 | 0 | 4690 | 0
| RT-PCR kit (100 tests) | Note - line item added by Beth to help with other quantification | 2071 |  |  | 256 | 0 | 1717 | 0 | 14983 | 0 | 140586 | 0
| Number of lab tests run (testing suspected, mild, severe + critical) | Note - line item added by Beth to help with other quantification | 2891.6349 |  |  | 434.4834 | 0 | 4317.5115 | 0 | 42903.6037 | 0 | 426338.0028 | 0
| Number of lab tests run (testing essential only) | Note - line item added by Beth to help with other quantification | 868.8928 |  |  | 430.0834 | 0 | 4313.1115 | 0 | 17667.8985 | 0 | 101180.0048 | 0
| Number of lab staff | Note - line item added by Beth to help with other quantification | 2 |  |  | 1 | 0 | 2 | 0 | 14 | 0 | 164 | 0
| Lab consumable | Based on number of tests in line 35 |  |  |  |  | 0 |  | 0 |  | 0 |  | 0
| Training, laboratory technicien | Based on number of lab staff in line 36 |  |  |  |  | 0 |  | 0 |  | 0 |  | 0
Prevent, surpress and slow down transmission | Number of HCWs for consultations with outpatients | Note - line item added by Beth to help with other quantification | 12 |  |  | 4 | 0 | 44 | 0 | 32 | 0 | 376 | 0
| PPE, protection of essential support personnel | Based on # of HCWs for consultations in line 46 |  |  |  |  | 0 |  | 0 |  | 0 |  | 0
| Decontamination team | Based on # of HCWs for consultations in line 46 |  |  |  |  | 0 |  | 0 |  | 0 |  | 0
| Information material | Based on # of HCWs for consultations in line 46 |  |  |  |  | 0 |  | 0 |  | 0 |  | 0
| Hand hygien station (public facilities) | Based on # of HCWs for consultations in line 46 |  |  |  |  | 0 |  | 0 |  | 0 |  | 0
| Public facilities, training package | Based on # of HCWs for consultations in line 46 |  |  |  |  | 0 |  | 0 |  | 0 |  | 0
| Information package | Based on # of HCWs for consultations in line 46 |  |  |  |  | 0 |  | 0 |  | 0 |  | 0
Severe and critical case management: provide safe and effective care | Number of hospitals required | Note - line item added by Beth to help with other quantification | 6 |  |  | 1 | 0 | 3 | 0 | 18 | 0 | 201 | 0
| Hospital, reorganisation pacakge | Based on number of hospitals in row 51 |  |  | 75000 |  | 0 |  | 0 |  | 0 |  | 0
| Mobile hospital, 40 beds, facility | Based on number of hospitals in row 51 |  |  | 230000 |  | 0 |  | 0 |  | 0 |  | 0
| Hospital, 40 beds, furniture | Based on number of hospitals in row 51 |  |  | 28000 |  | 0 |  | 0 |  | 0 |  | 0
| Hospital, 40 beds, runing cost | Based on number of hospitals in row 51 |  |  | 6000 |  | 0 |  | 0 |  | 0 |  | 0
| Biomedical equipement, 40 beds | Based on number of hospitals in row 51 |  |  | 62000 |  | 0 |  | 0 |  | 0 |  | 0
| Drugs kit, 40 patients | Based on number of hospitals in row 51 |  |  | 8100 |  | 0 |  | 0 |  | 0 |  | 0
| Consumable kit 40 patients | Based on number of hospitals in row 51 |  |  | 1800 |  | 0 |  | 0 |  | 0 |  | 0
| Hospital, 40 beds, furniture, PPE | Based on number of hospitals in row 51 |  |  |  |  | 0 |  | 0 |  | 0 |  | 0
| Doctor (taking assumption that 30% of inpatient HCWs are Drs based on global average ratio of drs to nurses) | Note - line item added by Beth to help with other quantification | 104.952 |  |  | 3.3167 | 0 | 44.4509 | 0 | 327.5104 | 0 | 3854.4806 | 0
| Nurse (taking assumption that 70% of inpatient HCWs are nurses based on global average ratio of drs to nurses) | Note - line item added by Beth to help with other quantification | 244.8881 |  |  | 7.7389 | 0 | 103.7188 | 0 | 764.1909 | 0 | 8993.7882 | 0
| Paramedics | Based on ratio to # of nurses |  |  |  |  | 0 |  | 0 |  | 0 |  | 0
| cleaners |  | 174.9201 |  |  | 5.5278 | 0 | 74.0849 | 0 | 545.8507 | 0 | 6424.1344 | 0
| Support personnel | Based on number of hospitals in row 51 |  |  |  |  | 0 |  | 0 |  | 0 |  | 0
| Logistician | Based on number of hospitals in row 51 |  |  |  |  | 0 |  | 0 |  | 0 |  | 0
Oxygen plant | Oxygen plant set up (oxygen need in m3) |  | 4093.1358 |  |  | 145.2081 | 0 | 1890.2322 | 0 | 14338.7516 | 0 | 166253.3253 | 0
| Oxygen plant, maintenance | Based on total oxygen demand in row 70 |  |  |  |  | 0 |  | 0 |  | 0 |  | 0
Mild case management: provide safe and effective care | Community, isolation centre, 40 beds, set up |  | 2.578 |  |  | 0.69797 | 0 | 9.5862 | 0 | 68.9222 | 0 | 821.5205 | 0
| Community, isolation centre, 40 beds, furniture |  | 2.578 |  |  | 0.69797 | 0 | 9.5862 | 0 | 68.9222 | 0 | 821.5205 | 0
| Community, isolation centre, 40 beds, runing cost |  | 2.578 |  |  | 0.69797 | 0 | 9.5862 | 0 | 68.9222 | 0 | 821.5205 | 0
| Community, isolation centre, 40 beds, consumable |  | 2.578 |  |  | 0.69797 | 0 | 9.5862 | 0 | 68.9222 | 0 | 821.5205 | 0
| Mild case treatment, drug kit, 40 patients |  | 2.578 |  |  | 0.69797 | 0 | 9.5862 | 0 | 68.9222 | 0 | 821.5205 | 0
| Mild case treatment, consumable kit, 40 patients |  | 2.578 |  |  | 0.69797 | 0 | 9.5862 | 0 | 68.9222 | 0 | 821.5205 | 0
| Mild case treatment, PPE | Based on assumptions for rows 79-82 |  |  |  |  | 0 |  | 0 |  | 0 |  | 0
| Nurse | Based on # of mild facilties (e.g., 5 per facility?) |  |  |  |  | 0 |  | 0 |  | 0 |  | 0
| doctor | Based on # of mild facilties (e.g., 2 per facility?) |  |  |  |  | 0 |  | 0 |  | 0 |  | 0
| Paramedical | Based on # of mild facilties (e.g., 4 per facility?) |  |  |  |  | 0 |  | 0 |  | 0 |  | 0
| logistician | Based on # of mild facilties (e.g., 1 per facility?) |  |  |  |  | 0 |  | 0 |  | 0 |  | 0
Patient reference: provide safe and effective care | Ambulances | Based on number of ambulance drivers |  |  | 3500 |  | 0 |  | 0 |  | 0 |  | 0
| Ambulance driver |  | 2.1865 |  |  | 0.069098 | 0 | 0.92606 | 0 | 6.8231 | 0 | 80.3017 | 0
| Paramedic |  | 2.1865 |  |  | 0.069098 | 0 | 0.92606 | 0 | 6.8231 | 0 | 80.3017 | 0
| Ambulance network management plateform, set up | Based on number of ambulance drivers/ hospitals |  |  |  |  | 0 |  | 0 |  | 0 |  | 0
| Ambulance network management plateform, runing cost | Based on number of ambulance drivers/ hospitals |  |  |  |  | 0 |  | 0 |  | 0 |  | 0
| Ambulance network, coordinator | Based on number of ambulance drivers/ hospitals |  |  |  |  | 0 |  | 0 |  | 0 |  | 0

## Equipment Needed by Setting
WHO COVID-19 Essential Supplies Forecasting Tool (COVID-ESFT) v1.1
Introduction: This page is the second Output page that provides details of each of the commodity forecasts that are allocated by human resource cadre, patients, or beds
Calculations for usage of each item of equipment over time selected
Key
Input from other tab
Assumption entered in this tab
Output variable calculated in this tab
| Commodity | Check | Search | Total needed | Total needed2 | Total needed3 | Total needed4 | Total needed5 | Total needed6 | Total needed7 |  |  | Logic for assumptions
|  | OK |  | HCW | Hygienist | Caretaker | Ambulancier | Patient | Bed | Total | Unit | Reusable? | HCW | Hygienist | Caretaker | Ambulancier | Patient | Bed
| In-patient care | OK
| PPE | OK
| Gloves, heavy duty | OK | In-patient careGloves, heavy duty | 0 | 87.46 | 0 | 0 | 0 | 0 | 87.46 | Pair | Yes
| Gloves, examination | OK | In-patient careGloves, examination | 14935.5785 | 0 | 6223.1577 | 124.4632 | 0 | 0 | 21283.1994 | Pair | No
| Gloves, surgical | OK | In-patient careGloves, surgical | 2489.2631 | 0 | 0 | 0 | 0 | 0 | 2489.2631 | Pair | No | Intrusive action on patient average is 1 per day
| Face shield | OK | In-patient careFace shield | 2489.2631 | 0 | 0 | 0 | 0 | 0 | 2489.2631 | Each | No | Intrusive action on patient average is 1 per day
| Mask, particulate respirator | OK | In-patient careMask, particulate respirator | 2489.2631 | 2489.2631 | 0 | 0 | 0 | 0 | 4978.5262 | Each | No | Intrusive action on patient average is 1 per day
| Mask, medical | OK | In-patient careMask, medical | 9957.0523 | 0 | 3111.5789 | 62.2316 | 0 | 0 | 13130.8628 | Each | No
| Mask, medical patient | OK | In-patient careMask, medical patient | 0 | 0 | 0 | 0 | 3111.5789 | 0 | 3111.5789 | Each | No
| Scrubs, tops | OK | In-patient careScrubs, tops | 174.9201 | 87.46 | 0 | 0 | 0 | 0 | 262.3801 | Each | Yes | Reusable, 1 every 30 days | Reusable, 1 every 50 days or so
| Scrubs, pants | OK | In-patient careScrubs, pants | 174.9201 | 87.46 | 0 | 0 | 0 | 0 | 262.3801 | Each | Yes | Reusable, 1 every 50 days or so | Reusable, 1 every 50 days or so
| Gown, protective | OK | In-patient careGown, protective | 2489.2631 | 1244.6315 | 0 | 62.2316 | 0 | 0 | 3796.1262 | Each | No
| Apron, disposable | OK | In-patient careApron, disposable | 2489.2631 | 0 | 0 | 62.2316 | 0 | 0 | 2551.4947 | Each | No | Intrusive action on patient average is 1 per day
| Apron, heavy duty, reusable | OK | In-patient careApron, heavy duty, reusable | 0 | 87.46 | 0 | 0 | 0 | 0 | 87.46 | Each | Yes |  | One every 20 days assumption
| Goggles, protective | OK | In-patient careGoggles, protective | 174.9201 | 0 | 0 | 2.1865 | 0 | 0 | 177.1066 | Each | Yes
| Gum boots | OK | In-patient careGum boots | 0 | 87.46 | 0 | 0 | 0 | 0 | 87.46 | Pair | Yes
| Diagnostics | OK
| Safety box | OK | In-patient careSafety box | Calculated per facility | [5 empty] | 0 | Each | Yes
| Hygiene | OK
| Bio-hazardous bag | OK | In-patient careBio-hazardous bag | 1244.6315 | 622.3158 | 0 | 15.5579 | 0 | 0 | 1882.5052 | Each | No
| Liquid soap | OK | In-patient careLiquid soap | 41.4877 | 20.7439 | 0 | 0.5186 | 0 | 0 | 62.7502 | Lt | No
| Alcohol-based hand rub | OK | In-patient careAlcohol-based hand rub | 82.9754 | 41.4877 | 0 | 1.0372 | 0 | 0 | 125.5003 | Lt | No
| Chlorine, HTH 70% | OK | In-patient careChlorine, HTH 70% | 0 | 37.3389 | 0 | 0.93347 | 0 | 0 | 38.2724 | Kg | No
| Case management | OK
| Patient monitor, multiparametric w/o ECG, with accessories | OK | In-patient carePatient monitor, multiparametric w/o ECG, with accessories | 0 | 0 | 0 | 0 | 0 | 152.6424 | 152.6424 | Note - only for severe patients
| Pulse oximeter - fingertip | OK | In-patient carePulse oximeter - fingertip | 0 | 0 | 0 | 0 | 0 | 174.9201 | 174.9201
| Concentrator O2, 10 L, with accessories | OK | In-patient careConcentrator O2, 10 L, with accessories | 0 | 0 | 0 | 0 | 0 | 218.6501 | 218.6501
| O2 need (m3) | OK | In-patient careO2 need (m3) | 0 | 0 | 0 | 0 | 0 | 66.0077 | 66.0077 | Note - only critical patients
| Flowmeter, Thorpe tube, for pipe oxygen 0-15L/min | ERROR | In-patient careFlowmeter, Thorpe tube, for pipe oxygen 0-15L/min | 0 | 0 | 0 | 0 | 0 | 66.0077 | 66.0077 | Note - only critical patients
| CPAP, for neonate, with accessories | ERROR | In-patient careCPAP, for neonate, with accessories | 0 | 0 | 0 | 0 | 0 | 2.1865 | 2.1865
| CPAP, for adult, with accessories | ERROR | In-patient careCPAP, for adult, with accessories | 0 | 0 | 0 | 0 | 0 | 17.492 | 17.492
| Suction pump, manual | ERROR | In-patient careSuction pump, manual | 0 | 0 | 0 | 0 | 0 | 5.4663 | 5.4663
| Electronic drop counter, IV fluids monitor | ERROR | In-patient careElectronic drop counter, IV fluids monitor | 0 | 0 | 0 | 0 | 0 | 0 | 0
| Clinical Chemistry Analyser, portable (PoC) | ERROR | In-patient careClinical Chemistry Analyser, portable (PoC) | 0 | 0 | 0 | 0 | 0 | 5.4663 | 5.4663
| Patient monitor, multiparametric w/ECG, with accessories | ERROR | In-patient carePatient monitor, multiparametric w/ECG, with accessories | 0 | 0 | 0 | 0 | 0 | 66.0077 | 66.0077 | Note - only for critical patients
| Cricothyrotomy, set, emergency, 6 mm, sterile, single use | OK | In-patient careCricothyrotomy, set, emergency, 6 mm, sterile, single use | 0 | 0 | 0 | 0 | 0 | 5.4663 | 5.4663
| Laryngoscope, FO, diameter 28 mm, w/blades | OK | In-patient careLaryngoscope, FO, diameter 28 mm, w/blades | 0 | 0 | 0 | 0 | 0 | 5.4663 | 5.4663
| Laryngoscope, FO, neonate, diameter 19 mm, w/blades | OK | In-patient careLaryngoscope, FO, neonate, diameter 19 mm, w/blades | 0 | 0 | 0 | 0 | 0 | 5.4663 | 5.4663
| Self-inflating bag, adult/child | OK | In-patient careSelf-inflating bag, adult/child | 0 | 0 | 0 | 0 | 0 | 5.4663 | 5.4663
| Self-inflating bag, child/neonate | OK | In-patient careSelf-inflating bag, child/neonate | 0 | 0 | 0 | 0 | 0 | 5.4663 | 5.4663
| Suction bulb, for newborn, reusable, autoclavable | OK | In-patient careSuction bulb, for newborn, reusable, autoclavable | 0 | 0 | 0 | 0 | 0 | 5.4663 | 5.4663
| Suction pump, manual | OK | In-patient careSuction pump, manual | 0 | 0 | 0 | 0 | 0 | 5.4663 | 5.4663
| Patient ventilator, intensive care, for adult, paediatric and neonate w/breathing circuits | OK | In-patient carePatient ventilator, intensive care, for adult, paediatric and neonate w/breathing circuits | 0 | 0 | 0 | 0 | 0 | 33.0039 | 33.0039
| High Flow Nasal Cannula, with accessories | OK | In-patient careHigh Flow Nasal Cannula, with accessories | 0 | 0 | 0 | 0 | 0 | 218.6501 | 218.6501
| Suction pump, electrical, w/accessories | OK | In-patient careSuction pump, electrical, w/accessories | 0 | 0 | 0 | 0 | 0 | 218.6501 | 218.6501
| Infusion pump, w/accessories | OK | In-patient careInfusion pump, w/accessories | 0 | 0 | 0 | 0 | 0 | 218.6501 | 218.6501
| Drill, for vascular access, w/accessories adult and paediatric, w/transport bag | OK | In-patient careDrill, for vascular access, w/accessories adult and paediatric, w/transport bag | 0 | 0 | 0 | 0 | 0 | 5.4663 | 5.4663
| Defibrillator, semiautomatic, w/accessories | OK | In-patient careDefibrillator, semiautomatic, w/accessories | 0 | 0 | 0 | 0 | 0 | 5.4663 | 5.4663
| Electrocardiograph, portable, w/accessories | OK | In-patient careElectrocardiograph, portable, w/accessories | 0 | 0 | 0 | 0 | 0 | 5.4663 | 5.4663
| Ultrasound, portable, w/ transducers and trolley | OK | In-patient careUltrasound, portable, w/ transducers and trolley | 0 | 0 | 0 | 0 | 0 | 5.4663 | 5.4663
| Table, resuscitation, neonate | OK | In-patient careTable, resuscitation, neonate | 0 | 0 | 0 | 0 | 0 | 5.4663 | 5.4663
| Infant scale, electronic, 0-20 kg | OK | In-patient careInfant scale, electronic, 0-20 kg | 0 | 0 | 0 | 0 | 0 | 5.4663 | 5.4663
| Scale, electronic, 50g/0-200kg | OK | In-patient careScale, electronic, 50g/0-200kg | 0 | 0 | 0 | 0 | 0 | 5.4663 | 5.4663
| Autoclave, 40-60L, with accessories | OK | In-patient careAutoclave, 40-60L, with accessories | 0 | 0 | 0 | 0 | 0 | 5.4663 | 5.4663
| Autoclave, 90L, with accessories | OK | In-patient careAutoclave, 90L, with accessories | 0 | 0 | 0 | 0 | 0 | 5.4663 | 5.4663
| Out-patient care | OK
| PPE | OK |  |  |  | Not reusable ever |  | Not reusable ever
| Mask, medical | OK | Out-patient careMask, medical | 0 |  | 15103.1406 |  | 0 |  | 15103.1406 | Each | No
| Mask, medical patient | OK | Out-patient careMask, medical patient | 0 |  | 0 |  | 15103.1406 |  | 15103.1406 | Each | No
| Gloves, examination | OK | Out-patient careGloves, examination | 0 |  | 30206.2811 |  | 15103.1406 |  | 45309.4217 | Pair | No
| Gown, protective | OK | Out-patient careGown, protective | 0 |  | 0 |  | 0 |  | 0 | Each | No
| Goggles, protective | OK | Out-patient careGoggles, protective | 0 |  | 0 |  | 0 |  | 0 | Each | Yes
| Hygiene | OK
| Alcohol-based hand rub | OK | Out-patient careAlcohol-based hand rub | 0 |  | 251.719 |  | 0 |  | 251.719 | Lt | No |  |  | 1 litre every 30 days
| Consultation | OK
| PPE | OK
| Gloves, examination | OK | ConsultationGloves, examination | 2440 | [5 empty] | 2440 | Pair | No
| Mask, medical | OK | ConsultationMask, medical | 1220 | [5 empty] | 1220 | Each | No
| Gown, protective | OK | ConsultationGown, protective | 610 | [5 empty] | 610 | Each | No
| Goggles, protective | OK | ConsultationGoggles, protective | 6 | [5 empty] | 6 | Each | Yes
| Scrubs, tops | OK | ConsultationScrubs, tops | 6 | [5 empty] | 6 | Each | Yes
| Scrubs, pants | OK | ConsultationScrubs, pants | 6 | [5 empty] | 6 | Each | Yes
| Hygiene | OK
| Alcohol-based hand rub | OK | ConsultationAlcohol-based hand rub | 9.15 | [5 empty] | 9.15 | Lt | No
| Bio-hazardous bag | OK | ConsultationBio-hazardous bag | 152.5 | [5 empty] | 152.5 | Each | No
| Liquid soap | OK | ConsultationLiquid soap | 6.1 | [5 empty] | 6.1 | Lt | No
| Laboratories | OK
| PPE | OK
| Goggles, protective | OK | LaboratoriesGoggles, protective | 1 | 0 |  |  |  |  | 1 | Each | Yes | 2 goggle per lab technician/month
| Mask, medical | OK | LaboratoriesMask, medical | 180 | 0 |  |  |  |  | 180 | Each | No
| Face shield | OK | LaboratoriesFace shield | 90 | 0 |  |  |  |  | 90 | Each | No | Faceshield or goggle can use 2 faceshield a day
| Gloves, examination | OK | LaboratoriesGloves, examination | 360 | 0 |  |  |  |  | 360 | Pair | No
| Gown, protective | OK | LaboratoriesGown, protective | 90 | 35 |  |  |  |  | 125 | Each | No
| Diagnostics | OK
| Triple packaging boxes | OK | LaboratoriesTriple packaging boxes | 1 | 0 |  |  |  |  | 1 | Unit | Yes
| Viral Transport Medium | OK | LaboratoriesViral Transport Medium | 1 | 0 |  |  |  |  | 1 | Unit | Yes
| Safety box | OK | LaboratoriesSafety box | 1 | 0 |  |  |  |  | 1 | Each | Yes
| Lab extraction kit (250 extractions) | OK | LaboratoriesLab extraction kit (250 extractions) |  |  |  |  | 13 |  | 13 | Unit | No
| Lab screening test kit (94 tests) | OK | LaboratoriesLab screening test kit (94 tests) |  |  |  |  | 34 |  | 34 | Unit | No
| Lab confirmation test kit (94 tests) | OK | LaboratoriesLab confirmation test kit (94 tests) |  |  |  |  | 34 |  | 34 | Unit | No
| RT-PCR kit (100 tests) | OK | LaboratoriesRT-PCR kit (100 tests) |  |  |  |  | 32 |  | 32 | Unit | No
| Hygiene | OK
| Liquid soap | OK | LaboratoriesLiquid soap | 0.9 | 0.58333 |  |  |  |  | 1.4833 | Lt | No
| Bio-hazardous bag | OK | LaboratoriesBio-hazardous bag | 18 | 17.5 |  |  |  |  | 35.5 | Each | No
| Chlorine, HTH 70% | OK | LaboratoriesChlorine, HTH 70% | 4.5 | 1.05 |  |  |  |  | 5.55 | Kg | No
| Alcohol-based hand rub | OK | LaboratoriesAlcohol-based hand rub | 1.35 | 1.1667 |  |  |  |  | 2.5167 | Lt | No
Note on E15: Administrator: HCWs refers to all medical practitioners, including physicians, nursing professionals, community health workers and paramedical practitioners (ILO ISCO codes 2240, 2211, 2212, 2221, 3221, 5321, 3256, 3253)
Note on F15: Administrator: refers to Cleaners and Helpers (ILO ISCO codes 9112)
Note on H15: Administrator: Ambulance personnel (ILO ISCO codes 8322, 3258)

## SUMMARY TABS ->
All output pages are to the left (<------) of this tab, all subsequent tabs are for reference and will not be used by users
Unless users are inputting a manual epi curve, in which case they will alter the 'Manual Epi Curve' tab

## Patient & HCW Summary
Patient & HCW Summary
Key
Input from other tab
Assumption entered in this tab
Output variable calculated in this tab
| Total by end of each week # | [52 empty] | Total during period | Max per week during period
| 0 | 1 | 2 | 3 | 4 | 5 | 6 | 7 | 8 | 9 | 10 | 11 | 12 | 13 | 14 | 15 | 16 | 17 | 18 | 19 | 20 | 21 | 22 | 23 | 24 | 25 | 26 | 27 | 28 | 29 | 30 | 31 | 32 | 33 | 34 | 35 | 36 | 37 | 38 | 39 | 40 | 41 | 42 | 43 | 44 | 45 | 46 | 47 | 48 | 49 | 50 | 51 | 52
Inpatients
Patient | Total by end of each week # 0: 0.2; Total by end of each week # 1: 0.52272; Total by end of each week # 2: 1.7082; Total by end of each week # 3: 5.7457; Total by end of each week # 4: 19.3261; Total by end of each week # 5: 65.0051; Total by end of each week # 6: 218.6501; Total by end of each week # 7: 735.4483; Total by end of each week # 8: 2473.7434; Total by end of each week # 9: 8320.6479; Total by end of each week # 10: 27987.2119; Total by end of each week # 11: 94137.3846; Total by end of each week # 12: 316639.157; Total by end of each week # 13: 1065042.9282; Total by end of each week # 14: 591089.8406 | 311.1579 | 218.6501
of which severe | Total by end of each week # 0: 0.15; Total by end of each week # 1: 0.35454; Total by end of each week # 2: 1.1925; Total by end of each week # 3: 4.0111; Total by end of each week # 4: 13.4918; Total by end of each week # 5: 45.3808; Total by end of each week # 6: 152.6424; Total by end of each week # 7: 513.4256; Total by end of each week # 8: 1726.9511; Total by end of each week # 9: 5808.7481; Total by end of each week # 10: 19538.2219; Total by end of each week # 11: 65718.483; Total by end of each week # 12: 221049.747; Total by end of each week # 13: 743519.7594; Total by end of each week # 14: 257437.4406 | 217.2232 | 152.6424
of which critical | Total by end of each week # 0: 0.05; Total by end of each week # 1: 0.16818; Total by end of each week # 2: 0.51569; Total by end of each week # 3: 1.7346; Total by end of each week # 4: 5.8343; Total by end of each week # 5: 19.6242; Total by end of each week # 6: 66.0077; Total by end of each week # 7: 222.0227; Total by end of each week # 8: 746.7923; Total by end of each week # 9: 2511.8998; Total by end of each week # 10: 8448.99; Total by end of each week # 11: 28418.9016; Total by end of each week # 12: 95589.41; Total by end of each week # 13: 321523.1688; Total by end of each week # 14: 333652.4 | 93.9347 | 66.0077
Patients in beds | Total by end of each week # 0: 0.2; Total by end of each week # 1: 0.52272; Total by end of each week # 2: 1.7082; Total by end of each week # 3: 5.7457; Total by end of each week # 4: 19.3261; Total by end of each week # 5: 65.0051; Total by end of each week # 6: 218.6501; Total by end of each week # 7: 735.4483; Total by end of each week # 8: 2473.7434; Total by end of each week # 9: 8320.6479; Total by end of each week # 10: 22304.343; Total by end of each week # 11: 68484.6041; Total by end of each week # 12: 83316.9; Total by end of each week # 13: 83316.9; Total by end of each week # 14: 83316.9 | 311.1579 | 218.6501
of which severe | Total by end of each week # 0: 0.15; Total by end of each week # 1: 0.35454; Total by end of each week # 2: 1.1925; Total by end of each week # 3: 4.0111; Total by end of each week # 4: 13.4918; Total by end of each week # 5: 45.3808; Total by end of each week # 6: 152.6424; Total by end of each week # 7: 513.4256; Total by end of each week # 8: 1726.9511; Total by end of each week # 9: 5808.7481; Total by end of each week # 10: 19538.2219; Total by end of each week # 11: 65718.483; Total by end of each week # 12: 80550.7789; Total by end of each week # 13: 80550.7789; Total by end of each week # 14: 80550.7789 | 217.2232 | 152.6424
of which critical | Total by end of each week # 0: 0.05; Total by end of each week # 1: 0.16818; Total by end of each week # 2: 0.51569; Total by end of each week # 3: 1.7346; Total by end of each week # 4: 5.8343; Total by end of each week # 5: 19.6242; Total by end of each week # 6: 66.0077; Total by end of each week # 7: 222.0227; Total by end of each week # 8: 746.7923; Total by end of each week # 9: 2511.8998; Total by end of each week # 10: 2766.1211; Total by end of each week # 11: 2766.1211; Total by end of each week # 12: 2766.1211; Total by end of each week # 13: 2766.1211; Total by end of each week # 14: 2766.1211 | 93.9347 | 66.0077
HCW | Total by end of each week # 0: 0.32; Total by end of each week # 1: 0.83635; Total by end of each week # 2: 2.7331; Total by end of each week # 3: 9.1931; Total by end of each week # 4: 30.9218; Total by end of each week # 5: 104.0081; Total by end of each week # 6: 349.8401; Total by end of each week # 7: 1176.7173; Total by end of each week # 8: 3957.9895; Total by end of each week # 9: 13313.0366; Total by end of each week # 10: 44779.539; Total by end of each week # 11: 110042.9305; Total by end of each week # 12: 110042.9305; Total by end of each week # 13: 110042.9305; Total by end of each week # 14: 110042.9305 | 497.8526 | 349.8401
Hygienist | Total by end of each week # 0: 0.16; Total by end of each week # 1: 0.41817; Total by end of each week # 2: 1.3666; Total by end of each week # 3: 4.5966; Total by end of each week # 4: 15.4609; Total by end of each week # 5: 52.004; Total by end of each week # 6: 174.9201; Total by end of each week # 7: 588.3587; Total by end of each week # 8: 1978.9947; Total by end of each week # 9: 6656.5183; Total by end of each week # 10: 22389.7695; Total by end of each week # 11: 66653.52; Total by end of each week # 12: 66653.52; Total by end of each week # 13: 66653.52; Total by end of each week # 14: 66653.52 | 248.9263 | 174.9201
Caretaker | Total by end of each week # 0: 0.2; Total by end of each week # 1: 0.52272; Total by end of each week # 2: 1.7082; Total by end of each week # 3: 5.7457; Total by end of each week # 4: 19.3261; Total by end of each week # 5: 65.0051; Total by end of each week # 6: 218.6501; Total by end of each week # 7: 735.4483; Total by end of each week # 8: 2473.7434; Total by end of each week # 9: 8320.6479; Total by end of each week # 10: 27987.2119; Total by end of each week # 11: 94137.3846; Total by end of each week # 12: 316639.157; Total by end of each week # 13: 1065042.9282; Total by end of each week # 14: 591089.8406 | 311.1579 | 218.6501
Ambulancier | Total by end of each week # 0: 0.004; Total by end of each week # 1: 0.010454; Total by end of each week # 2: 0.034164; Total by end of each week # 3: 0.11491; Total by end of each week # 4: 0.38652; Total by end of each week # 5: 1.3001; Total by end of each week # 6: 4.373; Total by end of each week # 7: 14.709; Total by end of each week # 8: 49.4749; Total by end of each week # 9: 166.413; Total by end of each week # 10: 559.7442; Total by end of each week # 11: 1882.7477; Total by end of each week # 12: 6332.7831; Total by end of each week # 13: 21300.8586; Total by end of each week # 14: 11821.7968 | 6.2232 | 4.373
Hospital facilities in use | Total by end of each week # 0: 1; Total by end of each week # 1: 1; Total by end of each week # 2: 1; Total by end of each week # 3: 1; Total by end of each week # 4: 1; Total by end of each week # 5: 2; Total by end of each week # 6: 6; Total by end of each week # 7: 19; Total by end of each week # 8: 62; Total by end of each week # 9: 209; Total by end of each week # 10: 558; Total by end of each week # 11: 1713; Total by end of each week # 12: 2083; Total by end of each week # 13: 2083; Total by end of each week # 14: 2083 | 13 | 6
Outpatients
Patient | Total by end of each week # 0: 1.0133; Total by end of each week # 1: 2.3951; Total by end of each week # 2: 8.0561; Total by end of each week # 3: 27.0975; Total by end of each week # 4: 91.1446; Total by end of each week # 5: 306.5728; Total by end of each week # 6: 103.1184; Total by end of each week # 7: 346.8475; Total by end of each week # 8: 1166.6514; Total by end of each week # 9: 3924.1321; Total by end of each week # 10: 13199.1543; Total by end of each week # 11: 44396.4863; Total by end of each week # 12: 149331.3846; Total by end of each week # 13: 502288.9041; Total by end of each week # 14: 173913.2932 | 539.3979 | 103.1184
Caretaker | Total by end of each week # 0: 1.0133; Total by end of each week # 1: 2.3951; Total by end of each week # 2: 8.0561; Total by end of each week # 3: 27.0975; Total by end of each week # 4: 91.1446; Total by end of each week # 5: 306.5728; Total by end of each week # 6: 103.1184; Total by end of each week # 7: 346.8475; Total by end of each week # 8: 1166.6514; Total by end of each week # 9: 3924.1321; Total by end of each week # 10: 13199.1543; Total by end of each week # 11: 44396.4863; Total by end of each week # 12: 149331.3846; Total by end of each week # 13: 502288.9041; Total by end of each week # 14: 173913.2932 | 539.3979 | 103.1184
HCW | Total by end of each week # 0: 1; Total by end of each week # 1: 1; Total by end of each week # 2: 1; Total by end of each week # 3: 3; Total by end of each week # 4: 10; Total by end of each week # 5: 33; Total by end of each week # 6: 12; Total by end of each week # 7: 38; Total by end of each week # 8: 125; Total by end of each week # 9: 421; Total by end of each week # 10: 1415; Total by end of each week # 11: 4757; Total by end of each week # 12: 16000; Total by end of each week # 13: 53817; Total by end of each week # 14: 18634 | 61 | 12
Laboratories
Tests conducted | Total by end of each week # 0: 4.4; Total by end of each week # 1: 10.3998; Total by end of each week # 2: 34.9805; Total by end of each week # 3: 117.66; Total by end of each week # 4: 395.7596; Total by end of each week # 5: 1331.1714; Total by end of each week # 6: 997.2634; Total by end of each week # 7: 3354.3809; Total by end of each week # 8: 11282.7475; Total by end of each week # 9: 37950.4877; Total by end of each week # 10: 127649.7163; Total by end of each week # 11: 429360.7555; Total by end of each week # 12: 1444191.6805; Total by end of each week # 13: 4857662.4282; Total by end of each week # 14: 1681924.6118 | 2891.6349 | 997.2634
Lab staff | Total by end of each week # 0: 1; Total by end of each week # 1: 1; Total by end of each week # 2: 1; Total by end of each week # 3: 1; Total by end of each week # 4: 1; Total by end of each week # 5: 2; Total by end of each week # 6: 2; Total by end of each week # 7: 4; Total by end of each week # 8: 13; Total by end of each week # 9: 41; Total by end of each week # 10: 137; Total by end of each week # 11: 461; Total by end of each week # 12: 1548; Total by end of each week # 13: 5111.1213; Total by end of each week # 14: 1803 | 9 | 2
Hygienist | Total by end of each week # 0: 1; Total by end of each week # 1: 1; Total by end of each week # 2: 1; Total by end of each week # 3: 1; Total by end of each week # 4: 1; Total by end of each week # 5: 1; Total by end of each week # 6: 1; Total by end of each week # 7: 2; Total by end of each week # 8: 5; Total by end of each week # 9: 14; Total by end of each week # 10: 46; Total by end of each week # 11: 154; Total by end of each week # 12: 516; Total by end of each week # 13: 1735; Total by end of each week # 14: 601 | 7 | 1
Note on B18: Administrator: HCWs refers to all medical practitioners, including physicians, nursing professionals, community health workers and paramedical practitioners (ILO ISCO codes 2240, 2211, 2212, 2221, 3221, 5321, 3256, 3253)
Note on B19: Administrator: refers to Cleaners and Helpers (ILO ISCO codes 9112)
Note on B21: Administrator: Ambulance personnel (ILO ISCO codes 8322, 3258)
Note on B27: Administrator: HCWs refers to all medical practitioners, including physicians, nursing professionals, community health workers and paramedical practitioners (ILO ISCO codes 2240, 2211, 2212, 2221, 3221, 5321, 3256, 3253)
Note on B33: Administrator: refers to Cleaners and Helpers (ILO ISCO codes 9112)

## HCW & Staff Summary
HCW & Staff Summary
Caps
Capped # of HCWs for inpatients |  | 110042.9305 | Refers to all medical practitioners, including physicians, nursing professionals, community health workers and paramedical practitioners (ILO ISCO codes 2240, 2211, 2212, 2221, 3221, 5321, 3256, 3253)
Capped # of HCWs for outpatients |  | 85971.0395 | Refers to all medical practitioners, including physicians, nursing professionals, community health workers and paramedical practitioners (ILO ISCO codes 2240, 2211, 2212, 2221, 3221, 5321, 3256, 3253)
Capped # of lab staff for labs |  | 5111.1213
Capped # of hygienists for inpatients |  | 66653.52 | Refers to Cleaners and Helpers (ILO ISCO codes 9112)
Calculations
Patients |  | Total # of HCWs per setting working by end of each week
Week #
|  | 0 | 1 | 2 | 3 | 4 | 5 | 6 | 7 | 8 | 9 | 10 | 11 | 12 | 13 | 14 | 15 | 16 | 17 | 18 | 19 | 20 | 21 | 22 | 23 | 24 | 25 | 26 | 27 | 28 | 29 | 30 | 31 | 32 | 33 | 34 | 35 | 36 | 37 | 38 | 39 | 40 | 41 | 42 | 43 | 44 | 45 | 46 | 47 | 48 | 49 | 50 | 51 | 52
Number of people required per week
In-patient care | Description | Week # 0: Note that all these calculations for PPE are calculated based on total cases not actual bed usage, unlike biomedical equipment | Total number for calculated weeks | Max # in any of the selected weeks
# of admitted severe patients by end of each week |  | Week # 0: 0.15; Week # 1: 0.35454; Week # 2: 1.1925; Week # 3: 4.0111; Week # 4: 13.4918; Week # 5: 45.3808; Week # 6: 152.6424; Week # 7: 513.4256; Week # 8: 1726.9511; Week # 9: 5808.7481; Week # 10: 19538.2219; Week # 11: 65718.483; Week # 12: 221049.747; Week # 13: 743519.7594; Week # 14: 257437.4406 | 217.2232 | 152.6424
# of admitted critical patients by end of each week |  | Week # 0: 0.05; Week # 1: 0.16818; Week # 2: 0.51569; Week # 3: 1.7346; Week # 4: 5.8343; Week # 5: 19.6242; Week # 6: 66.0077; Week # 7: 222.0227; Week # 8: 746.7923; Week # 9: 2511.8998; Week # 10: 8448.99; Week # 11: 28418.9016; Week # 12: 95589.41; Week # 13: 321523.1688; Week # 14: 333652.4 | 93.9347 | 66.0077
# of beds used by end of each week |  | Week # 0: 0.2; Week # 1: 0.52272; Week # 2: 1.7082; Week # 3: 5.7457; Week # 4: 19.3261; Week # 5: 65.0051; Week # 6: 218.6501; Week # 7: 735.4483; Week # 8: 2473.7434; Week # 9: 8320.6479; Week # 10: 27987.2119; Week # 11: 94137.3846; Week # 12: 316639.157; Week # 13: 1065042.9282; Week # 14: 591089.8406
HCW |  | Week # 0: 0.32; Week # 1: 0.83635; Week # 2: 2.7331; Week # 3: 9.1931; Week # 4: 30.9218; Week # 5: 104.0081; Week # 6: 349.8401; Week # 7: 1176.7173; Week # 8: 3957.9895; Week # 9: 13313.0366; Week # 10: 44779.539; Week # 11: 110042.9305; Week # 12: 110042.9305; Week # 13: 110042.9305; Week # 14: 110042.9305 | 497.8526 | 349.8401
Hygienist |  | Week # 0: 0.16; Week # 1: 0.41817; Week # 2: 1.3666; Week # 3: 4.5966; Week # 4: 15.4609; Week # 5: 52.004; Week # 6: 174.9201; Week # 7: 588.3587; Week # 8: 1978.9947; Week # 9: 6656.5183; Week # 10: 22389.7695; Week # 11: 66653.52; Week # 12: 66653.52; Week # 13: 66653.52; Week # 14: 66653.52 | 248.9263 | 174.9201
Caretaker |  | Week # 0: 0.2; Week # 1: 0.52272; Week # 2: 1.7082; Week # 3: 5.7457; Week # 4: 19.3261; Week # 5: 65.0051; Week # 6: 218.6501; Week # 7: 735.4483; Week # 8: 2473.7434; Week # 9: 8320.6479; Week # 10: 27987.2119; Week # 11: 94137.3846; Week # 12: 316639.157; Week # 13: 1065042.9282; Week # 14: 591089.8406 | 311.1579 | 218.6501
Ambulancier |  | Week # 0: 0.004; Week # 1: 0.010454; Week # 2: 0.034164; Week # 3: 0.11491; Week # 4: 0.38652; Week # 5: 1.3001; Week # 6: 4.373; Week # 7: 14.709; Week # 8: 49.4749; Week # 9: 166.413; Week # 10: 559.7442; Week # 11: 1882.7477; Week # 12: 6332.7831; Week # 13: 21300.8586; Week # 14: 11821.7968 | 6.2232 | 4.373
Unconstrained inpatient HCW |  | Week # 0: 0.32; Week # 1: 0.83635; Week # 2: 2.7331; Week # 3: 9.1931; Week # 4: 30.9218; Week # 5: 104.0081; Week # 6: 349.8401; Week # 7: 1176.7173; Week # 8: 3957.9895; Week # 9: 13313.0366; Week # 10: 44779.539; Week # 11: 150619.8154; Week # 12: 506622.6512; Week # 13: 1704068.6852; Week # 14: 945743.7449 | 497.8526 | 349.8401
Out-patient care
# of outpatients presenting each week | Mild, out-patients | Week # 0: 1.0133; Week # 1: 2.3951; Week # 2: 8.0561; Week # 3: 27.0975; Week # 4: 91.1446; Week # 5: 306.5728; Week # 6: 103.1184; Week # 7: 346.8475; Week # 8: 1166.6514; Week # 9: 3924.1321; Week # 10: 13199.1543; Week # 11: 44396.4863; Week # 12: 149331.3846; Week # 13: 502288.9041; Week # 14: 173913.2932
Caretaker | New caretakers each week | Week # 0: 1.0133; Week # 1: 2.3951; Week # 2: 8.0561; Week # 3: 27.0975; Week # 4: 91.1446; Week # 5: 306.5728; Week # 6: 103.1184; Week # 7: 346.8475; Week # 8: 1166.6514; Week # 9: 3924.1321; Week # 10: 13199.1543; Week # 11: 44396.4863; Week # 12: 149331.3846; Week # 13: 502288.9041; Week # 14: 173913.2932 | 539.3979 | 103.1184
Consultation
Patient | Total out-patients/suspected screened by end of week | Week # 0: 3.8; Week # 1: 8.9816; Week # 2: 30.2105; Week # 3: 101.6155; Week # 4: 341.7924; Week # 5: 1149.6481; Week # 6: 386.694; Week # 7: 1300.6783; Week # 8: 4374.9429; Week # 9: 14715.4952; Week # 10: 49496.8288; Week # 11: 166486.8235; Week # 12: 559992.6924; Week # 13: 1883583.3905; Week # 14: 652174.8495 | 2022.742 | 386.694
HCW | Needed per day | Week # 0: 1; Week # 1: 1; Week # 2: 1; Week # 3: 3; Week # 4: 10; Week # 5: 33; Week # 6: 12; Week # 7: 38; Week # 8: 125; Week # 9: 421; Week # 10: 1415; Week # 11: 4757; Week # 12: 16000; Week # 13: 53817; Week # 14: 18634 | 61 | 12
Unconstrained outpatient HCW |  | Week # 0: 1; Week # 1: 1; Week # 2: 1; Week # 3: 3; Week # 4: 10; Week # 5: 33; Week # 6: 12; Week # 7: 38; Week # 8: 125; Week # 9: 421; Week # 10: 1415; Week # 11: 4757; Week # 12: 16000; Week # 13: 53817; Week # 14: 18634 | 61 | 12
Laboratory
Total # of tests completed by end of week |  | Week # 0: 4.4; Week # 1: 10.3998; Week # 2: 34.9805; Week # 3: 117.66; Week # 4: 395.7596; Week # 5: 1331.1714; Week # 6: 997.2634; Week # 7: 3354.3809; Week # 8: 11282.7475; Week # 9: 37950.4877; Week # 10: 127649.7163; Week # 11: 429360.7555; Week # 12: 1444191.6805; Week # 13: 4857662.4282; Week # 14: 1681924.6118
Lab staff |  | Week # 0: 1; Week # 1: 1; Week # 2: 1; Week # 3: 1; Week # 4: 1; Week # 5: 2; Week # 6: 2; Week # 7: 4; Week # 8: 13; Week # 9: 41; Week # 10: 137; Week # 11: 461; Week # 12: 1548; Week # 13: 5111.1213; Week # 14: 1803 | 9 | 2
Hygienist |  | Week # 0: 1; Week # 1: 1; Week # 2: 1; Week # 3: 1; Week # 4: 1; Week # 5: 1; Week # 6: 1; Week # 7: 2; Week # 8: 5; Week # 9: 14; Week # 10: 46; Week # 11: 154; Week # 12: 516; Week # 13: 1735; Week # 14: 601 | 7 | 1
Note on B21: Administrator: HCWs refers to all medical practitioners, including physicians, nursing professionals, community health workers and paramedical practitioners (ILO ISCO codes 2240, 2211, 2212, 2221, 3221, 5321, 3256, 3253)
Note on B22: Administrator: refers to Cleaners and Helpers (ILO ISCO codes 9112)
Note on B24: Administrator: refers to Ambulance personnel (ILO ISCO codes 8322, 3258)
Note on B32: Administrator: HCWs refers to all medical practitioners, including physicians, nursing professionals, community health workers and paramedical practitioners (ILO ISCO codes 2240, 2211, 2212, 2221, 3221, 5321, 3256, 3253)
Note on B37: Administrator: refers to Cleaners and Helpers (ILO ISCO codes 9112)

## Patient & Case Type Summary
Patient & Case Type Summary
Key
Input from other tab
Assumption entered in this tab
Output variable calculated in this tab
Descriptions
This tab calculates the number of patients (mild, severe, critical, suspected but negative) each week. It is based on the assumptions in the PATIENT CALCS >>> tabs.
Caps
100% of existing beds in country |  | 83316.9
Max number provided for |  | 83316.9 | Based on entered or WB estimated total beds
of which, severe |  | 80550.7789 | Difference between total beds and ICU beds
of which, critical |  | 2766.1211 | Based on entered or calculated ICU beds
Total # of patients for each week
Week
|  | 0 | 1 | 2 | 3 | 4 | 5 | 6 | 7 | 8 | 9 | 10 | 11 | 12 | 13 | 14 | 15 | 16 | 17 | 18 | 19 | 20 | 21 | 22 | 23 | 24 | 25 | 26 | 27 | 28 | 29 | 30 | 31 | 32 | 33 | 34 | 35 | 36 | 37 | 38 | 39 | 40 | 41 | 42 | 43 | 44 | 45 | 46 | 47 | 48 | 49 | 50 | 51 | 52 |  | Total for selected period | Capped total for selected weeks
| New patients presenting per week | Week 0: 1; Week 1: 2.3636; Week 2: 7.9501; Week 3: 26.7409; Week 4: 89.9454; Week 5: 302.539; Week 6: 1017.6157; Week 7: 3422.8377; Week 8: 11513.0077; Week 9: 38724.9875; Week 10: 130254.8126; Week 11: 438123.2199; Week 12: 1473664.9801; Week 13: 4956798.3962; Week 14: 1716249.6038 |  | 1448.1547
| of which, mild | Week 0: 0.8; Week 1: 1.8909; Week 2: 6.3601; Week 3: 21.3927; Week 4: 71.9563; Week 5: 242.0312; Week 6: 814.0926; Week 7: 2738.2701; Week 8: 9210.4061; Week 9: 30979.99; Week 10: 104203.8501; Week 11: 350498.5759; Week 12: 1178931.9841; Week 13: 3965438.7169; Week 14: 1372999.6831 |  | 1158.5238
| of which, severe | Week 0: 0.15; Week 1: 0.35454; Week 2: 1.1925; Week 3: 4.0111; Week 4: 13.4918; Week 5: 45.3808; Week 6: 152.6424; Week 7: 513.4256; Week 8: 1726.9511; Week 9: 5808.7481; Week 10: 19538.2219; Week 11: 65718.483; Week 12: 221049.747; Week 13: 743519.7594; Week 14: 257437.4406 |  | 217.2232
| of which, critical | Week 0: 0.05; Week 1: 0.11818; Week 2: 0.39751; Week 3: 1.337; Week 4: 4.4973; Week 5: 15.1269; Week 6: 50.8808; Week 7: 171.1419; Week 8: 575.6504; Week 9: 1936.2494; Week 10: 6512.7406; Week 11: 21906.161; Week 12: 73683.249; Week 13: 247839.9198; Week 14: 85812.4802 |  | 72.4077
| of which, suspected but test negative (or are not tested but presumed to exist) | Week 0: 3; Week 1: 7.0908; Week 2: 23.8504; Week 3: 80.2228; Week 4: 269.8361; Week 5: 907.6169; Week 6: 3052.8472; Week 7: 10268.513; Week 8: 34539.023; Week 9: 116174.9624; Week 10: 390764.4377; Week 11: 1314369.6596; Week 12: 4420994.9403; Week 13: 14870395.1885; Week 14: 5148748.8115
| With bed capping, severe patients that get admitted | Week 0: 0.15; Week 1: 0.35454; Week 2: 1.1925; Week 3: 4.0111; Week 4: 13.4918; Week 5: 45.3808; Week 6: 152.6424; Week 7: 513.4256; Week 8: 1726.9511; Week 9: 5808.7481; Week 10: 19538.2219; Week 11: 65718.483; Week 12: 80550.7789; Week 13: 80550.7789; Week 14: 80550.7789 |  |  | 217.2232
| With bed capping, critical patients that get admitted | Week 0: 0.05; Week 1: 0.11818; Week 2: 0.39751; Week 3: 1.337; Week 4: 4.4973; Week 5: 15.1269; Week 6: 50.8808; Week 7: 171.1419; Week 8: 575.6504; Week 9: 1936.2494; Week 10: 2766.1211; Week 11: 2766.1211; Week 12: 2766.1211; Week 13: 2766.1211; Week 14: 2766.1211 |  |  | 72.4077
Patients recovering (or dying) from illness, per week
| of which, mild | Week 0: 0; Week 1: 0; Week 2: 0.8; Week 3: 1.8909; Week 4: 6.3601; Week 5: 21.3927; Week 6: 71.9563; Week 7: 242.0312; Week 8: 814.0926; Week 9: 2738.2701; Week 10: 9210.4061; Week 11: 30979.99; Week 12: 104203.8501; Week 13: 350498.5759; Week 14: 1178931.9841
| of which, severe | Week 0: 0; Week 1: 0.15; Week 2: 0.35454; Week 3: 1.1925; Week 4: 4.0111; Week 5: 13.4918; Week 6: 45.3808; Week 7: 152.6424; Week 8: 513.4256; Week 9: 1726.9511; Week 10: 5808.7481; Week 11: 19538.2219; Week 12: 65718.483; Week 13: 221049.747; Week 14: 743519.7594
| of which, critical | Week 0: 0; Week 1: 0; Week 2: 0.05; Week 3: 0.11818; Week 4: 0.39751; Week 5: 1.337; Week 6: 4.4973; Week 7: 15.1269; Week 8: 50.8808; Week 9: 171.1419; Week 10: 575.6504; Week 11: 1936.2494; Week 12: 6512.7406; Week 13: 21906.161; Week 14: 73683.249
| With bed capping, severe patients that get discharged | Week 0: 0; Week 1: 0.15; Week 2: 0.35454; Week 3: 1.1925; Week 4: 4.0111; Week 5: 13.4918; Week 6: 45.3808; Week 7: 152.6424; Week 8: 513.4256; Week 9: 1726.9511; Week 10: 5808.7481; Week 11: 19538.2219; Week 12: 65718.483; Week 13: 80550.7789; Week 14: 80550.7789 | Note - that we model all patients being discharged before new patients that week arrive
| With bed capping, critical patients that get discharged | Week 0: 0; Week 1: 0; Week 2: 0.05; Week 3: 0.11818; Week 4: 0.39751; Week 5: 1.337; Week 6: 4.4973; Week 7: 15.1269; Week 8: 50.8808; Week 9: 171.1419; Week 10: 575.6504; Week 11: 1936.2494; Week 12: 2766.1211; Week 13: 2766.1211; Week 14: 2766.1211
Cumulative patients per week (New patients - recovered patients per week)
| of which, mild | Week 0: 0.8; Week 1: 2.6909; Week 2: 8.251; Week 3: 27.7528; Week 4: 93.349; Week 5: 313.9875; Week 6: 1056.1238; Week 7: 3552.3627; Week 8: 11948.6762; Week 9: 40190.3961; Week 10: 135183.84; Week 11: 454702.426; Week 12: 1529430.56; Week 13: 5144370.701; Week 14: 5338438.4
| of which, severe | Week 0: 0.15; Week 1: 0.35454; Week 2: 1.1925; Week 3: 4.0111; Week 4: 13.4918; Week 5: 45.3808; Week 6: 152.6424; Week 7: 513.4256; Week 8: 1726.9511; Week 9: 5808.7481; Week 10: 19538.2219; Week 11: 65718.483; Week 12: 221049.747; Week 13: 743519.7594; Week 14: 257437.4406
| of which, critical | Week 0: 0.05; Week 1: 0.16818; Week 2: 0.51569; Week 3: 1.7346; Week 4: 5.8343; Week 5: 19.6242; Week 6: 66.0077; Week 7: 222.0227; Week 8: 746.7923; Week 9: 2511.8998; Week 10: 8448.99; Week 11: 28418.9016; Week 12: 95589.41; Week 13: 321523.1688; Week 14: 333652.4
| Total diagnosed cases | Week 0: 1; Week 1: 3.2136; Week 2: 9.9592; Week 3: 33.4985; Week 4: 112.6752; Week 5: 378.9925; Week 6: 1274.7738; Week 7: 4287.811; Week 8: 14422.4197; Week 9: 48511.044; Week 10: 163171.0519; Week 11: 548839.8106; Week 12: 1846069.717; Week 13: 6209413.6292; Week 14: 5929528.2406
of which, suspected but test negative (or are not tested but presumed to exist)
| With bed capping, severe beds in use | Week 0: 0.15; Week 1: 0.35454; Week 2: 1.1925; Week 3: 4.0111; Week 4: 13.4918; Week 5: 45.3808; Week 6: 152.6424; Week 7: 513.4256; Week 8: 1726.9511; Week 9: 5808.7481; Week 10: 19538.2219; Week 11: 65718.483; Week 12: 80550.7789; Week 13: 80550.7789; Week 14: 80550.7789
| With bed capping, critical beds in use | Week 0: 0.05; Week 1: 0.16818; Week 2: 0.51569; Week 3: 1.7346; Week 4: 5.8343; Week 5: 19.6242; Week 6: 66.0077; Week 7: 222.0227; Week 8: 746.7923; Week 9: 2511.8998; Week 10: 2766.1211; Week 11: 2766.1211; Week 12: 2766.1211; Week 13: 2766.1211; Week 14: 2766.1211
Consultations for real and suspected cases, per week
| Suspected cases (tested negative) | Week 0: 3; Week 1: 7.0908; Week 2: 23.8504; Week 3: 80.2228; Week 4: 269.8361; Week 5: 907.6169; Week 6: 3052.8472; Week 7: 10268.513; Week 8: 34539.023; Week 9: 116174.9624; Week 10: 390764.4377; Week 11: 1314369.6596; Week 12: 4420994.9403; Week 13: 14870395.1885; Week 14: 5148748.8115
| New diagnosed + suspected | Week 0: 4; Week 1: 9.4543; Week 2: 31.8005; Week 3: 106.9637; Week 4: 359.7815; Week 5: 1210.1559; Week 6: 4070.4629; Week 7: 13691.3506; Week 8: 46052.0306; Week 9: 154899.9499; Week 10: 521019.2503; Week 11: 1752492.8795; Week 12: 5894659.9204; Week 13: 19827193.5847; Week 14: 6864998.4153
| If testing everyone | [54 empty] | Total for selected period | Max per week for selected period
| Tests for severe + critical | Week 0: 0.6; Week 1: 1.4182; Week 2: 4.7701; Week 3: 16.0446; Week 4: 53.9672; Week 5: 181.5234; Week 6: 610.5694; Week 7: 2053.7026; Week 8: 6907.8046; Week 9: 23234.9925; Week 10: 78152.8875; Week 11: 262873.9319; Week 12: 884198.9881; Week 13: 2974079.0377; Week 14: 1029749.7623 |  | 868.8928
| Tests for mild + suspected | Week 0: 3.8; Week 1: 8.9816; Week 2: 30.2105; Week 3: 101.6155; Week 4: 341.7924; Week 5: 1149.6481; Week 6: 3866.9397; Week 7: 13006.7831; Week 8: 43749.4291; Week 9: 147154.9524; Week 10: 494968.2878; Week 11: 1664868.2355; Week 12: 5599926.9243; Week 13: 18835833.9054; Week 14: 6521748.4946 |  | 5502.9878
| Total | Week 0: 4.4; Week 1: 10.3998; Week 2: 34.9805; Week 3: 117.66; Week 4: 395.7596; Week 5: 1331.1714; Week 6: 4477.5092; Week 7: 15060.4857; Week 8: 50657.2337; Week 9: 170389.9449; Week 10: 573121.1753; Week 11: 1927742.1674; Week 12: 6484125.9124; Week 13: 21809912.9431; Week 14: 7551498.2569 |  | 6371.8806 | 4477.5092
| If decreased rate of testing | [54 empty] | Total for selected period | Max per week for selected period
| Tests for severe + critical | Week 0: 0.6; Week 1: 1.4182; Week 2: 4.7701; Week 3: 16.0446; Week 4: 53.9672; Week 5: 181.5234; Week 6: 610.5694; Week 7: 2053.7026; Week 8: 6907.8046; Week 9: 23234.9925; Week 10: 78152.8875; Week 11: 262873.9319; Week 12: 884198.9881; Week 13: 2974079.0377; Week 14: 1029749.7623 |  | 868.8928
| Tests for mild + suspected, after cutoff | Week 0: 3.8; Week 1: 8.9816; Week 2: 30.2105; Week 3: 101.6155; Week 4: 341.7924; Week 5: 1149.6481; Week 6: 386.694; Week 7: 1300.6783; Week 8: 4374.9429; Week 9: 14715.4952; Week 10: 49496.8288; Week 11: 166486.8235; Week 12: 559992.6924; Week 13: 1883583.3905; Week 14: 652174.8495 |  | 2022.742
| Total | Week 0: 4.4; Week 1: 10.3998; Week 2: 34.9805; Week 3: 117.66; Week 4: 395.7596; Week 5: 1331.1714; Week 6: 997.2634; Week 7: 3354.3809; Week 8: 11282.7475; Week 9: 37950.4877; Week 10: 127649.7163; Week 11: 429360.7555; Week 12: 1444191.6805; Week 13: 4857662.4282; Week 14: 1681924.6118 |  | 2891.6349 | 997.2634
| Final # of tests per week | Week 0: 4.4; Week 1: 10.3998; Week 2: 34.9805; Week 3: 117.66; Week 4: 395.7596; Week 5: 1331.1714; Week 6: 997.2634; Week 7: 3354.3809; Week 8: 11282.7475; Week 9: 37950.4877; Week 10: 127649.7163; Week 11: 429360.7555; Week 12: 1444191.6805; Week 13: 4857662.4282; Week 14: 1681924.6118 |  | Total for selected period
| of which - severe + critical | Week 0: 0.6; Week 1: 1.4182; Week 2: 4.7701; Week 3: 16.0446; Week 4: 53.9672; Week 5: 181.5234; Week 6: 610.5694; Week 7: 2053.7026; Week 8: 6907.8046; Week 9: 23234.9925; Week 10: 78152.8875; Week 11: 262873.9319; Week 12: 884198.9881; Week 13: 2974079.0377; Week 14: 1029749.7623 |  | 868.8928
| of which - mild & suspected | Week 0: 3.8; Week 1: 8.9816; Week 2: 30.2105; Week 3: 101.6155; Week 4: 341.7924; Week 5: 1149.6481; Week 6: 386.694; Week 7: 1300.6783; Week 8: 4374.9429; Week 9: 14715.4952; Week 10: 49496.8288; Week 11: 166486.8235; Week 12: 559992.6924; Week 13: 1883583.3905; Week 14: 652174.8495 |  | 2022.742
| of which diagnosed mild outpatient | Week 0: 1.0133; Week 1: 2.3951; Week 2: 8.0561; Week 3: 27.0975; Week 4: 91.1446; Week 5: 306.5728; Week 6: 103.1184; Week 7: 346.8475; Week 8: 1166.6514; Week 9: 3924.1321; Week 10: 13199.1543; Week 11: 44396.4863; Week 12: 149331.3846; Week 13: 502288.9041; Week 14: 173913.2932 |  | 539.3979

## ASSUMPTIONS ->
Intentionally blank

## Patient & Testing Assumptions
Patient & Testing Assumptions
Key
Input from other tab
Assumption entered in this tab
Output variable calculated in this tab
Patients
Case severity | % of cases | Description
% of mild cases | 80% | Outpatients
% of severe cases | 15% | In-patient
% of critical cases | 5% | In-patient & ventilator
Patients | # of weeks | Description
Length of bed stay for severe cases | 1 | Based on latest clinical updates
Length of bed stay for critical cases | 2 | Based on latest clinical updates - note that critical cases may have been mild/severe beforehand
Out-patients
Patients | # of weeks | Description
Length of self-quarantine period | 2 | Based on guidance for self-isolation
# of caretakers per outpatient | 1 | Based on guidance for self-isolation
Patient testing
Ratio of negative suspected patients to positively diagnosed cases (if all were to be tested) e.g., 3x negative for 1x positive | 3 | Based on estimated ratio of suspected to diagnosed cases, of those that present
Cut-off # of cases before stop testing everyone | 4000 | Based on WHO guidelines to test all suspected cases at first until max capacity reached
Maximum # of tests per day | 10000000000 | Modelling no limit on tests per day as per WHO guidance
Population test rate after cut-off | 10% | Based on rough % of patients with other high-risk characteristics needing diagnosis
# of tests per severe or critical patient | 3 | Based on 1x for diagnosis and 2x for permitted release
# of tests per suspected or mild patient prior to cut-off (and for those tested after cut-off) | 1 | Based on 1x for diagnosis
Wastage of kits | 10% | Based on best estimate on wastage
Quantity per kit
Lab extraction kit (250 extractions) | 227.2727
Lab screening test kit (94 tests) | 85.4545
Lab confirmation test kit (94 tests) | 85.4545
RT-PCR kit (100 tests) | 90.9091

## Equipment Assumptions
Equipment Assumptions
Key
Input from other tab
Assumption entered in this tab
Output variable calculated in this tab
Commodity | Search | QTY/person/day | QTY/person/day2 | QTY/person/day3 | QTY/person/day4 | QTY/person/day5 | QTY/person/day6 |  |  | Logic for assumptions
|  | HCW | Hygienist | Caretaker | Ambulancier | Patient | Bed | Unit | Reusable? | HCW | Hygienist | Caretaker | Ambulancier | Patient | Bed
In-patient care
PPE
Gloves, heavy duty | In-patient careGloves, heavy duty | 0 | 0.1 | 0 | 0 | 0 | 0 | Pair | Yes
Gloves, examination | In-patient careGloves, examination | 6 | 0 | 4 | 4 | 0 | 0 | Pair | No
Gloves, surgical | In-patient careGloves, surgical | 1 | 0 | 0 | 0 | 0 | 0 | Pair | No
Face shield | In-patient careFace shield | 1 | 0 | 0 | 0 | 0 | 0 | Each | No
Mask, particulate respirator | In-patient careMask, particulate respirator | 1 | 2 | 0 | 0 | 0 | 0 | Each | No
Mask, medical | In-patient careMask, medical | 4 | 0 | 2 | 2 | 0 | 0 | Each | No
Mask, medical patient | In-patient careMask, medical patient | 0 | 0 | 0 | 0 | 2 | 0 | Each | No
Scrubs, tops | In-patient careScrubs, tops | 0.033333 | 0.033333 | 0 | 0 | 0 | 0 | Each | Yes |  | Reusable, 1 every 50 days or so
Scrubs, pants | In-patient careScrubs, pants | 0.033333 | 0.033333 | 0 | 0 | 0 | 0 | Each | Yes |  | Reusable, 1 every 50 days or so
Gown, protective | In-patient careGown, protective | 1 | 1 | 0 | 2 | 0 | 0 | Each | No
Apron, disposable | In-patient careApron, disposable | 1 | 0 | 0 | 2 | 0 | 0 | Each | No
Apron, heavy duty, reusable | In-patient careApron, heavy duty, reusable | 0 | 0.05 | 0 | 0 | 0 | 0 | Each | Yes |  | One every 20 days assumption
Goggles, protective | In-patient careGoggles, protective | 0.1 | 0 | 0 | 0.1 | 0 | 0 | Each | Yes
Gum boots | In-patient careGum boots | 0 | 0.01 | 0 | 0 | 0 | 0 | Pair | Yes
Diagnostics
Safety box | In-patient careSafety box | 0.1 | 0 | 0 | 0 | 0 | 0 | Each | Yes
Hygiene
Bio-hazardous bag | In-patient careBio-hazardous bag | 0.5 | 0.5 | 0 | 0.5 | 0 | 0 | Each | No |  | One bag every two days for disposing all used PPE items |  | one bag every two days for disposing all used PPE items
Liquid soap | In-patient careLiquid soap | 0.016667 | 0.016667 | 0 | 0.016667 | 0 | 0 | Lt | No |  | One litre of liquid soap every two months |  | one litre of liquid soap every two months
Alcohol-based hand rub | In-patient careAlcohol-based hand rub | 0.033333 | 0.033333 | 0 | 0.033333 | 0 | 0 | Lt | No |  | 1 litre every 30 days |  | 1 litre every 30 days
Chlorine, HTH 70% | In-patient careChlorine, HTH 70% | 0 | 0.03 | 0 | 0.03 | 0 | 0 | Kg | No |  | 30 grams used per day |  | 30 grams used per day
Case management
Patient monitor, multiparametric w/o ECG, with accessories | In-patient carePatient monitor, multiparametric w/o ECG, with accessories | 0 | 0 | 0 | 0 | 0 | 1 | Note - severe only
Pulse oximeter - fingertip | In-patient carePulse oximeter - fingertip | 0 | 0 | 0 | 0 | 0 | 0.8
Concentrator O2, 10 L, with accessories | In-patient careConcentrator O2, 10 L, with accessories | 0 | 0 | 0 | 0 | 0 | 1
O2 need (m3) | In-patient careO2 need (m3) | 0 | 0 | 0 | 0 | 0 | 1
Flowmeter, Thorpe tube, for pipe oxygen 0-15L/min | In-patient careFlowmeter, Thorpe tube, for pipe oxygen 0-15L/min | 0 | 0 | 0 | 0 | 0 | 1 | Note - critical only
CPAP, for neonate, with accessories | In-patient careCPAP, for neonate, with accessories | 0 | 0 | 0 | 0 | 0 | 0.01
CPAP, for adult, with accessories | In-patient careCPAP, for adult, with accessories | 0 | 0 | 0 | 0 | 0 | 0.08
Suction pump, manual | In-patient careSuction pump, manual | 0 | 0 | 0 | 0 | 0 | 0.025
Electronic drop counter, IV fluids monitor | In-patient careElectronic drop counter, IV fluids monitor | 0 | 0 | 0 | 0 | 0 | 0 | Updated to be 0 since presume not used
Clinical Chemistry Analyser, portable (PoC) | In-patient careClinical Chemistry Analyser, portable (PoC) | 0 | 0 | 0 | 0 | 0 | 0.025
Patient monitor, multiparametric w/ECG, with accessories | In-patient carePatient monitor, multiparametric w/ECG, with accessories | 0 | 0 | 0 | 0 | 0 | 1 | Note - critical only
Cricothyrotomy, set, emergency, 6 mm, sterile, single use | In-patient careCricothyrotomy, set, emergency, 6 mm, sterile, single use | 0 | 0 | 0 | 0 | 0 | 0.025
Laryngoscope, FO, diameter 28 mm, w/blades | In-patient careLaryngoscope, FO, diameter 28 mm, w/blades | 0 | 0 | 0 | 0 | 0 | 0.025
Laryngoscope, FO, neonate, diameter 19 mm, w/blades | In-patient careLaryngoscope, FO, neonate, diameter 19 mm, w/blades | 0 | 0 | 0 | 0 | 0 | 0.025
Self-inflating bag, adult/child | In-patient careSelf-inflating bag, adult/child | 0 | 0 | 0 | 0 | 0 | 0.025
Self-inflating bag, child/neonate | In-patient careSelf-inflating bag, child/neonate | 0 | 0 | 0 | 0 | 0 | 0.025
Suction bulb, for newborn, reusable, autoclavable | In-patient careSuction bulb, for newborn, reusable, autoclavable | 0 | 0 | 0 | 0 | 0 | 0.025
Suction pump, manual | In-patient careSuction pump, manual | 0 | 0 | 0 | 0 | 0 | 0.025
Patient ventilator, intensive care, for adult, paediatric and neonate w/breathing circuits | In-patient carePatient ventilator, intensive care, for adult, paediatric and neonate w/breathing circuits | 0 | 0 | 0 | 0 | 0 | 1 | Note - only for 50% of critical patients
High Flow Nasal Cannula, with accessories | In-patient careHigh Flow Nasal Cannula, with accessories | 0 | 0 | 0 | 0 | 0 | 1
Suction pump, electrical, w/accessories | In-patient careSuction pump, electrical, w/accessories | 0 | 0 | 0 | 0 | 0 | 1
Infusion pump, w/accessories | In-patient careInfusion pump, w/accessories | 0 | 0 | 0 | 0 | 0 | 1
Drill, for vascular access, w/accessories adult and paediatric, w/transport bag | In-patient careDrill, for vascular access, w/accessories adult and paediatric, w/transport bag | 0 | 0 | 0 | 0 | 0 | 0.025
Defibrillator, semiautomatic, w/accessories | In-patient careDefibrillator, semiautomatic, w/accessories | 0 | 0 | 0 | 0 | 0 | 0.025
Electrocardiograph, portable, w/accessories | In-patient careElectrocardiograph, portable, w/accessories | 0 | 0 | 0 | 0 | 0 | 0.025
Ultrasound, portable, w/ transducers and trolley | In-patient careUltrasound, portable, w/ transducers and trolley | 0 | 0 | 0 | 0 | 0 | 0.025
Table, resuscitation, neonate | In-patient careTable, resuscitation, neonate | 0 | 0 | 0 | 0 | 0 | 0.025
Infant scale, electronic, 0-20 kg | In-patient careInfant scale, electronic, 0-20 kg | 0 | 0 | 0 | 0 | 0 | 0.025
Scale, electronic, 50g/0-200kg | In-patient careScale, electronic, 50g/0-200kg | 0 | 0 | 0 | 0 | 0 | 0.025
Autoclave, 40-60L, with accessories | In-patient careAutoclave, 40-60L, with accessories | 0 | 0 | 0 | 0 | 0 | 0.025
Autoclave, 90L, with accessories | In-patient careAutoclave, 90L, with accessories | 0 | 0 | 0 | 0 | 0 | 0.025
Out-patient care
PPE
Mask, medical | Out-patient careMask, medical | 0 | 0 | 2 | 0 | 0 | 0 | Each | No
Mask, medical patient | Out-patient careMask, medical patient | 0 | 0 | 0 | 0 | 2 | 0 | Each | No
Gloves, examination | Out-patient careGloves, examination | 0 | 0 | 4 | 0 | 2 | 0 | Each | No
Gown, protective | Out-patient careGown, protective | 0 | 0 | 0 | 0 | 0 | 0 | Each | No
Goggles, protective | Out-patient careGoggles, protective | 0 | 0 | 0 | 0 | 0 | 0 | Each | Yes
Hygiene
Alcohol-based hand rub | Out-patient careAlcohol-based hand rub | 0 | 0 | 0.033333 | 0 | 0 | 0 | Lt | No |  |  | 1 litre every 30 days
Consultation
PPE
Gloves, examination | ConsultationGloves, examination | 8 | 0 | 0 | 0 | 0 | 0 | Pair | No
Mask, medical | ConsultationMask, medical | 4 | 0 | 0 | 0 | 1 | 0 | Each | No
Gown, protective | ConsultationGown, protective | 2 | 0 | 0 | 0 | 0 | 0 | Each | No
Goggles, protective | ConsultationGoggles, protective | 0.1 | 0 | 0 | 0 | 0 | 0 | Each | Yes
Scrubs, tops | ConsultationScrubs, tops | 0.03 | 0 | 0 | 0 | 0 | 0 | Each | Yes
Scrubs, pants | ConsultationScrubs, pants | 0.03 | 0 | 0 | 0 | 0 | 0 | Each | Yes
Hygiene
Alcohol-based hand rub | ConsultationAlcohol-based hand rub | 0.03 | 0 | 0 | 0 | 0 | 0 | Lt | No
Bio-hazardous bag | ConsultationBio-hazardous bag | 0.5 | 0 | 0 | 0 | 0 | 0 | Each | No
Liquid soap | ConsultationLiquid soap | 0.02 | 0 | 0 | 0 | 0 | 0 | Lt | No
Laboratories
PPE
Goggles, protective | LaboratoriesGoggles, protective | 0.066667 | 0 | 0 | 0 | 0 | 0 | Each | Yes | 2 goggle per lab technician/month
Mask, medical | LaboratoriesMask, medical | 4 | 0 | 0 | 0 | 0 | 0 | Each | No
Face shield | LaboratoriesFace shield | 2 | 0 | 0 | 0 | 0 | 0 | Each | No | Faceshield or goggle can use 2 faceshield a day
Gloves, examination | LaboratoriesGloves, examination | 8 | 0 | 0 | 0 | 0 | 0 | Each | No
Gown, protective | LaboratoriesGown, protective | 2 | 1 | 0 | 0 | 0 | 0 | Each | No
Diagnostics
Triple packaging boxes | LaboratoriesTriple packaging boxes | 0.5 | 0 | 0 | 0 | 0 | 0 | Unit | Yes
Viral Transport Medium | LaboratoriesViral Transport Medium | 0.5 | 0 | 0 | 0 | 0 | 0 | Unit | Yes
Safety box | LaboratoriesSafety box | 0.2 | 0 | 0 | 0 | 0 | 0 | Each | Yes
Hygiene
Liquid soap | LaboratoriesLiquid soap | 0.02 | 0.016667 | 0 | 0 | 0 | 0 | Lt | No
Bio-hazardous bag | LaboratoriesBio-hazardous bag | 0.4 | 0.5 | 0 | 0 | 0 | 0 | Each | No
Chlorine, HTH 70% | LaboratoriesChlorine, HTH 70% | 0.1 | 0.03 | 0 | 0 | 0 | 0 | Kg | No
Alcohol-based hand rub | LaboratoriesAlcohol-based hand rub | 0.03 | 0.033333 | 0 | 0 | 0 | 0 | Lt | No
Multipliers
Multiplier for reusable equipment | 50% | Based on reusable items being "typical" items in hospitals, so budgeting to provide only part of these items, e.g., for additional staff
Multiplier for non-reusable per-day equipment | 5 | Based on patients in any given week arriving throughout the week e.g., 3 per day so 21 in a given week, so upper bound of "average # of patients each day to get full weekly usage
Note on D11: HCWs refers to all medical practitioners, including physicians, nursing professionals, community health workers and paramedical practitioners (ILO ISCO codes 2240, 2211, 2212, 2221, 3221, 5321, 3256, 3253)
Note on E11: Cleaners and Helpers (ILO ISCO codes 9112)
Note on G11: Refers to Ambulance personnel (ILO ISCO codes 8322, 3258)

## Staff & Infra Assumptions
Staff & Infrastructure Assumptions
Key
Input from other tab
Assumption entered in this tab
Output variable calculated in this tab
In-patient care
Healthcare staff | # per bed | Description
# of HCWs per bed | 1.6 | Based on 3 shifts, checked with clinical team
# of hygienists per bed | 0.8 | Based on 4 hygienist per shift for a 10-bed ward, operating 3 shifts
# of caretakers per bed | 1 | Based on 1 per patient
# of ambulanciers per bed | 0.02 | Based on 1 ambulance per 100 bed hospital with 2 operators (driver + ambulancier)
Infrastructure
Number of beds per centre | 40 | Estimate based on expansion of ICU beds
Beds per 1000 population for selected country | 1.9 | Based on WB data in "Bed data" tab |  | Results in total # of beds for country: |  | 83316.9
Average beds per 1000 population | 2.6 | Based on WB global average |  | Results in total # of beds: |  | 114013
Output, beds per 1000 population, for selected country (takes reported value if known, or global average if not) |  |  |  |  | 83316.9
Consultation
# of consultations per HCW per day on average | 5 | 1 Doctor and 1 nurse each see 10 patients on average per day
Labs
Not tied to number of cases
Lab operation | # | Description
# of tests run in each lab per day | 400 | Based on 2 machines with throughput of 200 tests per day
# of lab staff per lab | 3 | Based on current known staffing models
# of hygienists per lab | 1 | Placeholder for now
Lab transport | # | Description
# of safety boxes per hospital per week | 8 | Based on usage of disposable safety boxes for testing in hospital facilities
# of triple packaging per hospital | 4 | Based on reusable so only multiplying at max facility level
Country health worker information
Number of doctors | 80247.33 | From WB data - see breakdown tabs; note if "Manual" population entry takes global average # per 1000 population
Number of nurses and midwives | 98226.24 | From WB data - see breakdown tabs; note if "Manual" population entry takes global average # per 1000 population
Number of community health workers | 17540.4 | From WB data - see breakdown tabs; note - if unknown take global average of 0.4 per 1000
Number of laboratory staff | 5111.1213 | From WB data - see breakdown tabs; note if "Manual" population entry takes global average # per 1000 population
% of total treating inpatients | 56.14% | Based on calcs in model of inpatient vs. outpatient staff needs
% of total triaging outpatients/suspected cases | 43.86% | Based on calcs in model of inpatient vs. outpatient staff needs
Capped # of HCWs for inpatients | 110042.9305 | Based on % splits above, and total HCWs in-country
Capped # of HCWs for outpatients | 85971.0395 | Based on % splits above, and total HCWs in-country
Capped # of lab staff for labs | 5111.1213 | Based on total lab staff in-country
Capped # of hygienists for inpatients | 66653.52 | Based on ratio of hygienists to beds in-country (as reported in User Dashboard)
Calculations for diagnostic equipment usage
Inputs
Total number of tests conducted |  |  | 2891.6349
Max number of facilities with patients at end of period |  |  | 6
Facility-Weeks in Operation throughout period |  |  | 13
Total number of labs in operation in maximum week |  |  | 3
Calculations
Item |  | Usage
Triple packaging boxes |  | 4 per facility (at max capacity) | 24
Viral Transport Medium |  | 1 per test | 2891.6349
Safety box |  | 8 per facility per week | 104
Lab extraction kit (250 extractions) |  | 1/250 per test - wastage | 13
Lab screening test kit (94 tests) |  | 1/94 per test - wastage | 34
Lab confirmation test kit (94 tests) |  | 1/94 per test - wastage | 34
RT-PCR kit (100 tests) |  | 1/100 per test - wastage | 32
Note on B11: HCWs refers to all medical practitioners, including physicians, nursing professionals, community health workers and paramedical practitioners (ILO ISCO codes 2240, 2211, 2212, 2221, 3221, 5321, 3256, 3253)
Note on B12: Cleaners and Helpers (ILO ISCO codes 9112)
Note on B14: refers to Ambulance personnel (ILO ISCO codes 8322, 3258)
Note on B33: Cleaners and Helpers (ILO ISCO codes 9112)
Note on B49: HCWs refers to all medical practitioners, including physicians, nursing professionals, community health workers and paramedical practitioners (ILO ISCO codes 2240, 2211, 2212, 2221, 3221, 5321, 3256, 3253)
Note on B50: HCWs refers to all medical practitioners, including physicians, nursing professionals, community health workers and paramedical practitioners (ILO ISCO codes 2240, 2211, 2212, 2221, 3221, 5321, 3256, 3253)
Note on B51: Cleaners and Helpers (ILO ISCO codes 9112)
Note on B53: Cleaners and Helpers (ILO ISCO codes 9112)

## Oxygen Use Assumptions
Oxygen Use Assumptions
Key
Input from other tab
Assumption entered in this tab
Output variable calculated in this tab
Inputs
Max severe beds, capped | 152.6424
Max critical beds, capped | 66.0077
Inputs (to be moved to an assumptions tab)
O2 need/ bed LPM for severe | 5
O2 need/ bed LPM for 50% of critical | 15
O2 need/ bed LPM for 50% of critical | 48
Number of minutes per day | 1440
Litres to m3 conversion | 0.001
Calcs
LPM needed for severe patients | 1099.025 | m3
LPM needed for critical patients | 2994.1108 | m3
Total | 4093.1358 | m3

## PATIENT CALCS ->
Intentionally blank

## Patient Calc Assumptions
Patient Calc Assumptions
Key
Input from other tab
Assumption entered in this tab
Output variable calculated in this tab
Inputs
Country population | 43851000
Covid19 doubling time: 11 March AEM Presentation WHO
Very fast | 2.3 | Worst-case scenario, early Italy
Fast | 3.2 | Based on China
Medium | 4 | Based on academic modelling groups
Slow | 5 | Based on academic modelling groups
Very slow | 7 | Based on academic modelling groups
Combined | 4 days until week 6 then 7 |  | Changes from: | 4 | to | 7 | at week | 6
Manual | 1.5
100 cases in 3 months | 13.6969
1,000 cases in 3 months | 9.1312
10,000 cases in 6 months | 13.6969
100,000 cases in 6 months | 10.9575
Clinical Attack Rate scenario | Clinical Attack Rate | Population
Very low | 5% | 2192550 | Based on China, low
Low | 10% | 4385100 | Based on China, high
Medium | 20% | 8770200 | Based on academic modelling groups
High | 30% | 13155300 | Based on academic modelling groups
Attack rate to use | 20%
General Epi Curve Calculations
Current Cases | 1
Expected Total Cumulative Cases | 8770200
'Combined' doubling time
| Not 'Combined' doubling time |  | Total Cases at rate switch point
Estimated Current Week of Outbreak | 0 |  | 1448.1547
Estimated Week When Total Cumulative Cases Reached | 13.1795 |  | Time to total Cumulative Cases
18.5642
Current Week of Outbreak
0
Scenario running
For modelling: week # for placement on curve | 0
For modelling: end Week (Inclusive) To Forecast Through | 6 | [7 empty] | 2.8
End week on model | 14

## Automated Patient Calcs
Week Label | Cumulative Cases at end of week | New Cases this week | Cumulative Mild Cases | New Mild Cases | Cumulative Severe Cases | New Severe Cases | Cumulative Critical Cases | New Critical Cases | Cumulative Removed (Recovered or Dead) Mild Cases | New Removed Mild Cases | Cumulative Removed (Recovered or Dead) Severe Cases | New Removed Severe Cases | Cumulative Removed (Recovered or Dead) Critical Cases | New Removed Critical Cases | Quarantined Mild Cases | Admitted Severe Cases | Admitted Critical Cases | Cumulative Suspect Cases Tested Negative | New Suspect Cases Tested Negative | Total Tests (Cumulative) | Total Tests (New)
0 | 1 | 1 | 0.8 | 0.8 | 0.15 | 0.15 | 0.05 | 0.05 | 0 | 0 | 0 | 0 | 0 | 0 | 0.8 | 0.15 | 0.05 | 3 | 3 | 4.4 | 4.4
1 | 3.3636 | 2.3636 | 2.6909 | 1.8909 | 0.50454 | 0.35454 | 0.16818 | 0.11818 | 0 | 0 | 0.15 | 0.15 | 0 | 0 | 2.6909 | 0.35454 | 0.16818 | 10.0908 | 7.0908 | 14.7998 | 10.3998
2 | 11.3137 | 7.9501 | 9.051 | 6.3601 | 1.6971 | 1.1925 | 0.56569 | 0.39751 | 0.8 | 0.8 | 0.50454 | 0.35454 | 0.05 | 0.05 | 8.251 | 1.1925 | 0.51569 | 33.9411 | 23.8504 | 49.7803 | 34.9805
3 | 38.0546 | 26.7409 | 30.4437 | 21.3927 | 5.7082 | 4.0111 | 1.9027 | 1.337 | 2.6909 | 1.8909 | 1.6971 | 1.1925 | 0.16818 | 0.11818 | 27.7528 | 4.0111 | 1.7346 | 114.1639 | 80.2228 | 167.4404 | 117.66
4 | 128 | 89.9454 | 102.4 | 71.9563 | 19.2 | 13.4918 | 6.4 | 4.4973 | 9.051 | 6.3601 | 5.7082 | 4.0111 | 0.56569 | 0.39751 | 93.349 | 13.4918 | 5.8343 | 384 | 269.8361 | 563.2 | 395.7596
5 | 430.539 | 302.539 | 344.4312 | 242.0312 | 64.5808 | 45.3808 | 21.5269 | 15.1269 | 30.4437 | 21.3927 | 19.2 | 13.4918 | 1.9027 | 1.337 | 313.9875 | 45.3808 | 19.6242 | 1291.6169 | 907.6169 | 1894.3714 | 1331.1714
6 | 1448.1547 | 1017.6157 | 1158.5238 | 814.0926 | 217.2232 | 152.6424 | 72.4077 | 50.8808 | 102.4 | 71.9563 | 64.5808 | 45.3808 | 6.4 | 4.4973 | 1056.1238 | 152.6424 | 66.0077 | 4344.4641 | 3052.8472 | 6371.8806 | 4477.5092
7 | 4870.9923 | 3422.8377 | 3896.7939 | 2738.2701 | 730.6489 | 513.4256 | 243.5496 | 171.1419 | 344.4312 | 242.0312 | 217.2232 | 152.6424 | 21.5269 | 15.1269 | 3552.3627 | 513.4256 | 222.0227 | 14612.977 | 10268.513 | 21432.3663 | 15060.4857
8 | 16384 | 11513.0077 | 13107.2 | 9210.4061 | 2457.6 | 1726.9511 | 819.2 | 575.6504 | 1158.5238 | 814.0926 | 730.6489 | 513.4256 | 72.4077 | 50.8808 | 11948.6762 | 1726.9511 | 746.7923 | 49152 | 34539.023 | 72089.6 | 50657.2337
9 | 55108.9875 | 38724.9875 | 44087.19 | 30979.99 | 8266.3481 | 5808.7481 | 2755.4494 | 1936.2494 | 3896.7939 | 2738.2701 | 2457.6 | 1726.9511 | 243.5496 | 171.1419 | 40190.3961 | 5808.7481 | 2511.8998 | 165326.9624 | 116174.9624 | 242479.5449 | 170389.9449
10 | 185363.8 | 130254.8126 | 148291.04 | 104203.8501 | 27804.57 | 19538.2219 | 9268.19 | 6512.7406 | 13107.2 | 9210.4061 | 8266.3481 | 5808.7481 | 819.2 | 575.6504 | 135183.84 | 19538.2219 | 8448.99 | 556091.4001 | 390764.4377 | 815600.7202 | 573121.1753
11 | 623487.0199 | 438123.2199 | 498789.6159 | 350498.5759 | 93523.053 | 65718.483 | 31174.351 | 21906.161 | 44087.19 | 30979.99 | 27804.57 | 19538.2219 | 2755.4494 | 1936.2494 | 454702.426 | 65718.483 | 28418.9016 | 1870461.0597 | 1314369.6596 | 2743342.8876 | 1927742.1674
12 | 2097152 | 1473664.9801 | 1677721.6 | 1178931.9841 | 314572.8 | 221049.747 | 104857.6 | 73683.249 | 148291.04 | 104203.8501 | 93523.053 | 65718.483 | 9268.19 | 6512.7406 | 1529430.56 | 221049.747 | 95589.41 | 6291456 | 4420994.9403 | 9227468.8 | 6484125.9124
13 | 7053950.3962 | 4956798.3962 | 5643160.3169 | 3965438.7169 | 1058092.5594 | 743519.7594 | 352697.5198 | 247839.9198 | 498789.6159 | 350498.5759 | 314572.8 | 221049.747 | 31174.351 | 21906.161 | 5144370.701 | 743519.7594 | 321523.1688 | 21161851.1885 | 14870395.1885 | 31037381.7431 | 21809912.9431
14 | 8770200 | 1716249.6038 | 7016160 | 1372999.6831 | 1315530 | 257437.4406 | 438510 | 85812.4802 | 1677721.6 | 1178931.9841 | 1058092.5594 | 743519.7594 | 104857.6 | 73683.249 | 5338438.4 | 257437.4406 | 333652.4 | 26310600 | 5148748.8115 | 38588880 | 7551498.2569

## Manual Patient Calcs
Week Label | Cumulative Cases at end of week (DEFAULT Under Exponential Growth Assumptions) | Cumulative Cases at end of week (Manual Entry) | Instructions: Enter the cumulative cases expected by week in column "C" (Manual Entry). Column is pre-filled with cumulative case estimates based on exponential growth.
0 | 1 | 1 | Weeks must be filled through specified end-week: | 14
1 | 3.3636 | 3.3636 | Note that more weeks may needed to be completed for full functionality - please complete until cumulative cases match (population size * clinical attack rate)
2 | 11.3137 | 11.3137
3 | 38.0546 | 38.0546
4 | 128 | 128
5 | 430.539 | 430.539
6 | 1448.1547 | 1448.1547
7 | 4870.9923 | 4870.9923
8 | 16384 | 16384
9 | 55108.9875 | 55108.9875
10 | 185363.8 | 185363.8
11 | 623487.0199 | 623487.0199
12 | 2097152 | 2097152
13 | 7053950.3962 | 7053950.3962
14 | 23726566.4061 | 23726566.4061
15 | 79806338.5485 | 79806338.5485
16 | 268435456 | 268435456
17 | 902905650.7096 | 902905650.7096
18 | 3037000499.976 | 3037000499.976
19 | 10215211334.2144 | 10215211334.2144
20 | 34359738368 | 34359738368
21 | 115571923290.8266 | 115571923290.8266
22 | 388736063996.9346 | 388736063996.9346
23 | 1.3075e+12 | 1.3075e+12
24 | 4398046511104 | 4398046511104
25 | 1.4793e+13 | 1.4793e+13
26 | 4.9758e+13 | 4.9758e+13
27 | 1.6737e+14 | 1.6737e+14
28 | 562949953421312 | 562949953421312
29 | 1.8935e+15 | 1.8935e+15
30 | 6369051672525762 | 6369051672525762
31 | 21422850879970424 | 21422850879970424
32 | 72057594037927936 | 72057594037927936
33 | 2.4237e+17 | 2.4237e+17
34 | 8.1524e+17 | 8.1524e+17
35 | 2.7421e+18 | 2.7421e+18
36 | 9.2234e+18 | 9.2234e+18
37 | 3.1024e+19 | 3.1024e+19
38 | 1.0435e+20 | 1.0435e+20
39 | 3.5099e+20 | 3.5099e+20
40 | 1.1806e+21 | 1.1806e+21
41 | 3.971e+21 | 3.971e+21
42 | 1.3357e+22 | 1.3357e+22
43 | 4.4927e+22 | 4.4927e+22
44 | 1.5112e+23 | 1.5112e+23
45 | 5.0829e+23 | 5.0829e+23
46 | 1.7097e+24 | 1.7097e+24
47 | 5.7507e+24 | 5.7507e+24
48 | 1.9343e+25 | 1.9343e+25
49 | 6.5061e+25 | 6.5061e+25
50 | 2.1884e+26 | 2.1884e+26
51 | 7.3608e+26 | 7.3608e+26
52 | 2.4759e+27 | 2.4759e+27

## COMMODITY DETAILS ->
Intentionally blank

## Patient Care Equip
Patient Care Equipment
Key
Input from other tab
Assumption entered in this tab
Output variable calculated in this tab
Notes on usage of this tab
Items in item list (column D) flow through into the "Equipment per person per day" tab. This is to ensure if items are renamed the changes reflect through the model.
To add additional items, insert a row here, and also in all of the corresponding pages where calculations happen.
Note that prices may be be inaccurate based on the rapidly evolving market
Item list
Category | Grouping | Item | Reusable | Supplied With? | Estimated unit price
IPC | Hygiene | Chlorine, HTH 70% | No |  | 3.5
IPC | Hygiene | Alcohol-based hand rub | No |  | 8.3
IPC | Hygiene | Liquid soap | No |  | 0.9
IPC | PPE | Gown, protective | No |  | 0.8
IPC | PPE | Scrubs, tops | Yes |  | 2.6
IPC | PPE | Scrubs, pants | Yes |  | 2.6
IPC | PPE | Apron, disposable | No |  | 0.2
IPC | PPE | Apron, heavy duty, reusable | Yes |  | 4
IPC | PPE | Gum boots | Yes |  | 4.6
IPC | Diagnostics | Triple packaging boxes | Yes |  | 30
IPC | Diagnostics | Viral Transport Medium | Yes |  | 0.7
IPC | Diagnostics | Safety box | Yes |  | 0.8
IPC | Diagnostics | Lab extraction kit (250 extractions) | No |  | 960
IPC | Diagnostics | Lab screening test kit (94 tests) | No |  | 140
IPC | Diagnostics | Lab confirmation test kit (94 tests) | No |  | 80
IPC | Diagnostics | RT-PCR kit (100 tests) | No |  | 260
IPC | Hygiene | Bio-hazardous bag | No |  | 0.15
IPC | PPE | Gloves, heavy duty | Yes |  | 1.8
IPC | PPE | Gloves, examination | No |  | 0.06
IPC | PPE | Gloves, surgical | No |  | 0.4
IPC | PPE | Goggles, protective | Yes |  | 2.8
IPC | PPE | Face shield | No |  | 0.6
IPC | PPE | Mask, particulate respirator | No |  | 1.5
IPC | PPE | Mask, medical | No |  | 0.7
IPC | PPE | Mask, medical patient | No |  | 0.7
Case management | Drugs and consumables | Drugs modules 40 patients (severe + critical) | No |  | 8000
Case management | Drugs and consumables | Medical supply, consumables, 40 patients (severe + critical) | No |  | 1800
Case management | Biomedical Equipment | Patient monitor, multiparametric w/o ECG, with accessories |  | * Supplied with one of: - CUFF ADULT M, 23-33cm - CUFF ADULT L, 31-40cm - CUFF CHILD, 12-19cm - CUFF NEONATE, 8-13cm - TUBING NIBP adult/child - SENSOR SPO2, adult - SENSOR SPO2, child/infant - SENSOR, ADHESIVE WRAPS, neonate | 2990
Case management | Biomedical Equipment | Pulse oximeter - fingertip |  |  | 25
Case management | Biomedical Equipment | Concentrator O2, 10 L, with accessories |  | * Supplied with one of: Outlet Oxygen connector, Humidifier with connector | 1600
Case management | Biomedical Equipment | O2 need (m3) |  |  | 0
Case management | Biomedical Equipment | Flowmeter, Thorpe tube, for pipe oxygen 0-15L/min |  | For wall oxygen. | 250
Case management | Biomedical Equipment | CPAP, for neonate, with accessories |  | * Supplied with two of: Nasal cannula kit w/prongs, Velcro fixing and chin strap; size 0-1; 2-3; 4-5; 6-7. Humidifier and bubble bottle | 1800
Case management | Biomedical Equipment | CPAP, for adult, with accessories |  |  | 2500
Case management | Biomedical Equipment | Suction pump, manual |  | * Supplied with two of: Plastic collection bottles | 2800
Case management | Biomedical Equipment | Electronic drop counter, IV fluids monitor |  |  | 0
Case management | Biomedical Equipment | Clinical Chemistry Analyser, portable (PoC) |  | * Supplied with one spare: Rechargeable battery | 480
Case management | Biomedical Equipment | Patient monitor, multiparametric w/ECG, with accessories |  | * Supplied with one of: - CUFF ADULT L, 31-40 cm - CUFF CHILD, 12-19 cm - TUBING NIBP, adult/child - SENSOR SPO2, adult - SENSOR SPO2, child/infant - SENSOR, ADHESIVE WRAPS, neonate - SKIN TEMPERATURE PROBE - CABLE ECG, 3/5 leads | 9200
Case management | Biomedical Equipment | Cricothyrotomy, set, emergency, 6 mm, sterile, single use |  | Supplied with: 1 - 6.0 mm, cuffed cricothyroidotomy tube 1 - cricothyroidotomy, tube holder 1 - dilator 1 - scalpel blade, No. 15, for handle No. 3, sterile, single use 1 - suture, surgical, synthetic, non absorbable, monofilament, DEC 3.5 (0), 45 cm, with needle, 3/8 circle, 29.9 mm, cutting point 1 - syringe, 10 mL, two or three pieces, Luer type, sterile, single use 1 - Thermovent T (HME) | 550
Case management | Biomedical Equipment | Laryngoscope, FO, diameter 28 mm, w/blades |  | Supplied with: * Blades, Macintosh type (curved): No. 2, length 90 - 110 mm, for child. No. 3, length 110 - 135 mm, for small adult. No. 4, length 135 - 155 mm, for adult. * Blades, Miller type (straight): No. 1, length 100 mm. * Heavy-walled plastic or metal case. * Six compatible batteries in total. | 80
Case management | Biomedical Equipment | Laryngoscope, FO, neonate, diameter 19 mm, w/blades |  | Supplied with: * Blades, Macintosh type (curved): No. 0, length 55 mm, for newborn. No. 1, length 70 mm, for infant. No. 2, length 90 mm, for child. * Heavy-walled plastic or metal case. * Six compatible batteries in total. | 120
Case management | Biomedical Equipment | Self-inflating bag, adult/child |  | Compressible self-refilling ventilation bag, capacity: 1475-2000mL. Oxygen reservoir bag complete. Non-rebreathing patient valve with pressure limiting valve, patient connector outside/inside diameter: 22/15 mm. Inlet valve with nipple for 02 tubing. Masks, silicon, in 3 sizes (adult small, adult medium and adult large). | 65
Case management | Biomedical Equipment | Self-inflating bag, child/neonate |  | Compressible self-refilling ventilation bag, child, capacity: 500-700mL. Oxygen reservoir bag complete. Non-rebreathing patient valve with pressure limiting valve, patient connector outside/inside diameter: 22/15 mm. Inlet valve with nipple for 02 tubing. Masks, silicon, for infants. | 20
Case management | Biomedical Equipment | Suction bulb, for newborn, reusable, autoclavable |  |  | 15
Case management | Biomedical Equipment | Suction pump, manual |  |  | 2800
Case management | Biomedical Equipment | Patient ventilator, intensive care, for adult, paediatric and neonate w/breathing circuits |  | It includes all accessories for operation, including the CO2 detector. | 7500
Case management | Biomedical Equipment | High Flow Nasal Cannula, with accessories |  |  | 30
Case management | Biomedical Equipment | Suction pump, electrical, w/accessories |  | * Supplied with one of: Collection bottle, 1 or 2 L, autoclavable Lid and overflow valve Filters | 1800
Case management | Biomedical Equipment | Infusion pump, w/accessories |  |  | 1000
Case management | Biomedical Equipment | Drill, for vascular access, w/accessories adult and paediatric, w/transport bag |  | * Supplied with one of: TRAINING KIT | 850
Case management | Biomedical Equipment | Defibrillator, semiautomatic, w/accessories |  |  | 4600
Case management | Biomedical Equipment | Electrocardiograph, portable, w/accessories |  | * Supplied with one of: PATIENT CABLE 10 leads, SET SUCTION ELECTRODES, reusable ELECTRODES CLIP, limb, set 4 pcs/colours | 1450
Case management | Biomedical Equipment | Ultrasound, portable, w/ transducers and trolley |  | * Supplied with one of: LINEAR TRANSDUCER 5.0-7.5 MHz; PHASED ARRAY CARDIAC TRANSDUCER 5.0-7.5 MHz | 8000
Case management | Biomedical Equipment | Table, resuscitation, neonate |  |  | 3500
Case management | Biomedical Equipment | Infant scale, electronic, 0-20 kg |  |  | 100
Case management | Biomedical Equipment | Scale, electronic, 50g/0-200kg |  |  | 100
Case management | Biomedical Equipment | Autoclave, 40-60L, with accessories |  |  | 500
Case management | Biomedical Equipment | Autoclave, 90L, with accessories |  |  | 1200

## Required Drug Package
Required Drug Package
Key
Input from other tab
Assumption entered in this tab
Output variable calculated in this tab
Details: Breakdown of quantity required for modelled scenario
Item | WHO Description | Quantity/ package for 40 severe/ critical patients | Total quantity for modelled scenario | Comments
1 | ADENOSINE, 3 mg/ml, 2 ml, amp. | 30 | 217.2232
2 | ALCOHOL-BASED HAND RUB, gel, 100mL, bottle | 200 | 1448.1547
3 | ALCOHOL-BASED HAND RUB, solution, 500mL, bottle | 100 | 724.0773
4 | AMIODARONE hydrochloride, 50 mg/ml, 3 ml, amp. | 30 | 217.2232
5 | AMOXICILLIN 125mg/CLAVULANIC ac.31.25mg, eq.156.25mg/5mL, oral susp., 100mL bot. | 100 | 724.0773
6 | AMOXICILLIN 500 mg / CLAVULANIC acid 125 mg, eq. 625mg/tab, tablet | 400 | 2896.3094
7 | AMOXICILLIN, 250 mg, tab. | 400 | 2896.3094
8 | AMOXICILLIN, 500 mg, tab. | 2000 | 14481.5469
9 | AMPICILLIN, 1g, powder, vial | 500 | 3620.3867
10 | AMPICILLIN, 500 mg, powder, vial | 200 | 1448.1547
11 | ASCORBIC acid (vitamin C), 250 mg, tab. | 400 | 2896.3094
12 | ATENOLOL, 50 mg, tab. | 200 | 1448.1547
13 | ATROPINE sulfate, 1 mg/mL, 1 mL, ampoule | 40 | 289.6309
14 | AZITHROMYCIN, 200mg/5ml, powder oral susp., 15mL, bottle | 100 | 724.0773
15 | AZITHROMYCIN, 250mg, tab. | 200 | 1448.1547
16 | AZITHROMYCIN, 500mg, tab | 400 | 2896.3094
17 | BENZYLPENICILLIN, 5MIU (3g), powder, vial | 200 | 1448.1547
18 | CALCIUM GLUCONATE, 100 mg/mL, 10mL, ampoule | 50 | 362.0387
19 | CEFTRIAXONE sodium, 250mg, powder, vial | 400 | 2896.3094
20 | CEFTRIAXONE sodium, eq. 1 g base, powder for inject., vial | 1000 | 7240.7734
21 | CHLORAL HYDRATE, 500mg, tab. | 500 | 3620.3867
22 | CHLORHEXIDINE digluconate 1.5% + CETRIMIDE 15%, solution, 1000ml, bottle | 100 | 724.0773
23 | CHLORPROMAZINE hydrochloride, eq.25mg base, tab. | 200 | 1448.1547
24 | CLOXACILLIN sodium salt, 500mg, powder, vial | 600 | 4344.4641
25 | CLOXACILLIN sodium, eq.250mg base, caps. | 200 | 1448.1547
26 | DEXAMETHASONE phosphate, 4mg/ml, 1ml, ampoule | 400 | 2896.3094
27 | DEXMEDETOMIDINE, 100mcg/mL, IV, 2mL amp. | 60 | 434.4464
28 | DEXTROSE (GLUCOSE) 5%, 1L, plastic pouch | 100 | 724.0773
29 | DEXTROSE (GLUCOSE) 5%, 500mL, plastic pouch | 40 | 289.6309
30 | DOXYCYCLINE salt, 100mg, tab. | 600 | 4344.4641
31 | EPINEPHRINE (adrenaline) tartrate, eq.1mg/mL base, 1mL amp. IV | 200 | 1448.1547
32 | FLUMAZENIL, 0.1mg/mL, IV, 5mL amp. | 30 | 217.2232
33 | FUROSEMIDE, 10mg/mL, 2mL, ampoule | 200 | 1448.1547
34 | FUROSEMIDE, 40 mg, tab. | 200 | 1448.1547
35 | GLUCOSE hypertonic, 50%, 50mL, vial | 40 | 289.6309
36 | GLYCERYL TRINITRATE, 0.3mg, sublingual tab. | 200 | 1448.1547
37 | GLYCERYL TRINITRATE, 5mg/mL, for infusion, 10mL amp. | 30 | 217.2232
38 | HYDRALAZINE hydrochloride, 20mg, powder, ampoule | 80 | 579.2619
39 | HYDROCHLOROTHIAZIDE, 50 mg, tab. | 200 | 1448.1547
40 | HYDROCORTISONE sodium succinate, eq.100mg base, powder, vial | 200 | 1448.1547
41 | IBUPROFEN, 400 mg, tab. | 400 | 2896.3094
42 | LIDOCAINE hydrochloride, 1%, for inject., 20mL, vial | 200 | 1448.1547
43 | MAGNESIUM sulfate, 500mg/mL, 10mL, ampoule | 80 | 579.2619
44 | METOCLOPRAMIDE hydrochloride, 5mg/mL, 2mL, amp. | 1000 | 7240.7734
45 | METOPROLOL tartrate, 1mg/ml, IV injection, 5ml, amp. | 30 | 217.2232
46 | METRONIDAZOLE, 5mg/mL, 100 ml, semi-rigid bot. | 200 | 1448.1547
47 | MULTIVITAMINS, tab. | 400 | 2896.3094
48 | NALOXONE hydrochloride, 0.4mg/mL, 1 mL, ampoule | 100 | 724.0773
49 | NORADRENALINE tartrate, sol.for infu., eq.1mg/mL base, 4mL, amp/vial | 400 | 2896.3094
50 | NYSTATIN, 100.000 IU/ml, oral susp. | 100 | 724.0773
51 | OMEPRAZOLE, 20 mg, gastro-resistant, caps. | 200 | 1448.1547
52 | OMEPRAZOLE, 40mg, powder, vial | 200 | 1448.1547
53 | ONDANSETRON hydrochloride, 2mg/ml, 2ml, amp. | 100 | 724.0773
54 | ONDANSETRON hydrochloride, 4mg, tab. | 400 | 2896.3094
55 | ORAL REHYDRATION SALTS (ORS) low osmol., sachet 20.5 g/1l | 200 | 1448.1547
56 | PARACETAMOL (acetaminophen), 100mg, tab. | 600 | 4344.4641
57 | PARACETAMOL (acetaminophen), 10mg/mL, inject, 50mL, bot. | 40 | 289.6309
58 | PARACETAMOL (acetaminophen), 10mg/ml, inject., 100 ml, plastic pouch | 160 | 1158.5238
59 | PARACETAMOL (acetaminophen), 120 mg/5 ml, syrup, 100 ml, bottle | 160 | 1158.5238
60 | PARACETAMOL (acetaminophen), 500 mg, tab. | 4000 | 28963.0938
61 | PHENYTOIN sodium, 100mg, coated tab. | 900 | 6516.6961
62 | PHENYTOIN sodium, 50mg/mL, 5mL, vial | 200 | 1448.1547
63 | POTASSIUM chloride, 100mg/mL, 10 mL, amp. | 200 | 1448.1547
64 | PREDNISOLONE, 5 mg, tab. | 2000 | 14481.5469
65 | RANITIDINE, 150mg, tab. | 150 | 1086.116
66 | RINGER lactate, 1L, plastic pouch | 800 | 5792.6188
67 | RINGER lactate, 500mL, plastic pouch | 100 | 724.0773
68 | SALBUTAMOL sulfate, eq.0.1mg base/puff, 200 puffs, inhaler | 200 | 1448.1547
69 | SODIUM BICARBONATE, 8.4%, 1 mEq/mL, 20mL amp. | 20 | 144.8155
70 | SODIUM chloride, 0.9%, 1L, plastic pouch | 200 | 1448.1547
71 | SODIUM chloride, 0.9%, 500 ml, plastic pouch | 50 | 362.0387
72 | SULFAMETHOXAZOLE 400mg/TRIMETHOPRIM 80mg, tab. | 400 | 2896.3094
73 | THIAMINE hydrochloride (vitamin B1), 50mg, tab. | 200 | 1448.1547
74 | WATER for injection, 10 mL, ampoule | 8000 | 57926.1875
75 | ZINC sulfate, eq. to 20 mg zinc mineral, dispersible tab. | 200 | 1448.1547
Item | Drugs (cold) | Quantity/ package for 40 severe/ critical patients | Total quantity for modelled scenario | Comments
1 | ATRACURIUM BESILATE, 10mg/mL, 5mL, amp. | 90 | 651.6696
2 | INSULIN RAPID (Actrapid), rDNA insul.,100 IU/mL, 10mL, vial | 50 | 362.0387
3 | SUXAMETHONIUM CHLORIDE, 50mg/mL, 2mL, amp. | 90 | 651.6696
item | Controlled drugs | Quantity/ package for 40 severe/ critical patients | Total quantity for modelled scenario | Comments
1 | DIAZEPAM, 5mg, tab. | 200 | 1448.1547
2 | DIAZEPAM, 5mg/ml, 2ml, amp. | 200 | 1448.1547
3 | FENTANYL citrate, eq. 0.05mg/mL base, 2 mL, amp. | 100 | 724.0773
4 | FENTANYL, 0.05mg/mL, 10mL, amp. | 100 | 724.0773
5 | HALOPERIDOL, 5mg/mL, sol. for inject., 1mL, ampoule | 400 | 2896.3094
6 | KETAMINE hydrochloride, eq. 50 mg/mL base, 10 mL, vial | 100 | 724.0773
7 | MIDAZOLAM, 5mg/ml, 3ml, amp. | 100 | 724.0773
8 | MORPHINE sulfate, 10mg/ml, 1ml, amp. | 200 | 1448.1547
9 | PHENOBARBITAL (sodium), 200mg/mL, 1mL, amp. | 200 | 1448.1547
10 | PHENOBARBITAL, 50mg, tab. | 200 | 1448.1547
11 | PROPOFOL, 10mg/mL, 10mL, amp. | 200 | 1448.1547

## Required Consumables Package
Required Consumables Package
Key
Input from other tab
Assumption entered in this tab
Output variable calculated in this tab
Details: Breakdown of quantity required for modelled scenario
Item | WHO Description | Quantity/ package for 40 severe/ critical patients | Total quantity for modelled scenario | Comments
1 | SET, INFUSION 'Y', Luer lock, air inlet, sterile, s.u. | 4000 | 28963.0938
2 | Infusion giving set, with air intake, with injection port, with burette, sterile, single use | 1000 | 7240.7734 | Infusion set for paediatric use.
3 | IV CATHETER, retractable, 16G (1.7 x 45mm), wings, grey | 400 | 2896.3094
4 | IV CATHETER, retractable, 18G (1.2 x 45mm), wings, green | 400 | 2896.3094
5 | IV CATHETER, retractable, 20G (1.0 x 32mm), wings, pink | 400 | 2896.3094
6 | IV CATHETER, retractable, 22G (0.8 x 25mm), wings, blue | 400 | 2896.3094
7 | IV CATHETER, retractable, 24G (0.7 x 19mm), wings, yellow | 400 | 2896.3094
8 | SCALP VEIN, butterfly needle, 21G (0.8x19mm), s.u, ster., green | 400 | 2896.3094
9 | SCALP VEIN, butterfly needle, 23 G (0.6x19 mm), s.u., ster., blue | 400 | 2896.3094
10 | SCALP VEIN, butterfly needle, 25G (0.5x19mm), s.u., ster., orange | 400 | 2896.3094
11 | Stopcock, 3-way, for infusion giving set, with connection line, sterile, single use | 400 | 2896.3094
12 | NEEDLE, hypodermic, Luer, 18G, ster., s.u., pink | 400 | 2896.3094
13 | NEEDLE, hypodermic, Luer, 19Gx1.5" (1.1x40mm), ster., s.u., cream | 400 | 2896.3094
14 | NEEDLE, hypodermic, Luer, 21Gx1.5" (0.8x40mm), ster., s.u., green | 600 | 4344.4641
15 | NEEDLE, hypodermic, Luer, 22G, ster., s.u., black | 400 | 2896.3094
16 | NEEDLE, hypodermic, Luer, 23Gx1"(0.6x25mm), ster., s.u., blue | 400 | 2896.3094
17 | SYRINGE, Luer, 20mL, ster., s.u. | 200 | 1448.1547
18 | SYRINGE, Luer, 5mL, ster., s.u. | 2000 | 14481.5469
19 | SYRINGE, Luer, 2mL, ster., s.u. | 2000 | 14481.5469
20 | SYRINGE, Luer, 10mL, ster., s.u. | 400 | 2896.3094
21 | TOURNIQUET, elastic, rubber, latex free, s.u., 100 x 1.8 cm | 40 | 289.6309
22 | SAFETY BOX, needles/syringes, 5l, cardboard for incineration | 40 | 289.6309
23 | Adhesive plasters, washproof, spot shape or 2x1.3 cm | 40 | 289.6309
24 | IODINE POVIDONE, 10%, solution, 1L, btl. | 20 | 144.8155
25 | COTTON WOOL, hydrophillic, 500 g, roll | 40 | 289.6309
26 | COMPRESS, GAUZE, 10 x 10 cm, 8 plys, 17 thr., ster., 2 pcs | 200 | 1448.1547
27 | COMPRESS, GAUZE, 10 x 20 cm, 12 plys, 17 threads, non-ster. | 200 | 1448.1547
28 | FORCEPS, DRESSING, BLANK, 14.5 cm, atraumatic serration | 30 | 217.2232
29 | BOWL, ROUND, 100 ml, 80 x 35 mm, stainless steel | 40 | 289.6309
30 | ZINC OXIDE, TAPE, self-adhesive, 2.5 cm x 5 m, white, roll | 50 | 362.0387

## REFERENCE DATA ->
Intentionally blank

## HCW Summary Data
Summary HCW Data
Description: Consolidates all different HCW data
Source: All raw data HCW data tabs from WB and WHO
|  |  | Doctors |  | CHWs |  | Nurses & midwives |  | Labs |  | MID CALCS
Country Name | Country Code | Income group | #/1000 | year | #/1000 | year | #/1000 | year | #/1000 | Population, total | Doctors | CHWs | Nurses & midwives | Labs
Aruba | ABW | High income | 1.12 | 1995 | 0.4 | No reported value | No reported value | No reported value | 0.22761 | 107000 | 119.84 | 42.8 | 0 | 24.3537
Afghanistan | AFG | Upper middle income | 0.284 | 2016 | 0.4 | No reported value | 0.32 | 2014 | 0.22761 | 38928000 | 11055.552 | 15571.2 | 12456.96 | 8860.2103
Angola | AGO | High income | 0.2149 | 2017 | 0.4 | No reported value | 1.3123 | 2009 | 0.044661 | 32866000 | 7062.9034 | 13146.4 | 43130.0518 | 1467.834
Albania | ALB | Upper middle income | 1.1998 | 2016 | 0.4 | No reported value | 3.5998 | 2016 | 0.22761 | 2867000 | 3439.8266 | 1146.8 | 10320.6266 | 652.5437
Andorra | AND | Lower middle income | 3.3333 | 2003 | 0.4 | No reported value | 4.0128 | 2015 | 0.22761 | 77000 | 256.6641 | 30.8 | 308.9856 | 17.5256
Arab World | ARB | OUT | 1.0973 | 2015 | 0.4 | No reported value | 2.0922 | 2015 | 0.22761 | 436091000 | 478523.777 | 174436.4 | 912404.7444 | 99256.5243
United Arab Emirates | ARE | High income | 2.3944 | 2016 | 0.4 | No reported value | 5.5857 | 2016 | 0.22761 | 9890000 | 23680.616 | 3956 | 55242.573 | 2251.0142
Argentina | ARG | Upper middle income | 3.96 | 2017 | 0.4 | No reported value | 2.58 | 2017 | 0.44116 | 45303000 | 179399.88 | 18121.2 | 116881.74 | 19985.6734
Armenia | ARM | High income | 2.899 | 2014 | 0.4 | No reported value | 5.6094 | 2014 | 0.22761 | 2963000 | 8589.737 | 1185.2 | 16620.6522 | 674.3938
American Samoa | ASM | High income | 0.781 | 1999 | 0.4 | No reported value | No reported value | No reported value | 0.22761 | 55000 | 42.955 | 22 | 0 | 12.5183
Antigua and Barbuda | ATG | Upper middle income | 2.7647 | 2017 | 0.4 | No reported value | 3.1176 | 2017 | 0.083086 | 98000 | 270.9406 | 39.2 | 305.5248 | 8.1424
Australia | AUS | High income | 3.5874 | 2016 | 0.049 | 2006 | 12.6612 | 2016 | 0.22761 | 25608000 | 91866.1392 | 1254.792 | 324228.0096 | 5828.5107
Austria | AUT | Upper middle income | 5.1441 | 2016 | 0.4 | No reported value | 8.1778 | 2016 | 0.22761 | 8883000 | 45695.0403 | 3553.2 | 72643.3974 | 2021.8159
Azerbaijan | AZE | High income | 3.4466 | 2014 | 0.4 | No reported value | 6.9621 | 2014 | 0.22761 | 10115000 | 34862.359 | 4046 | 70421.6415 | 2302.2253
Burundi | BDI | Lower middle income | 0.05 | 2016 | 0.072 | 2004 | 0.68 | 2016 | 0.031408 | 11891000 | 594.55 | 856.152 | 8085.88 | 373.4765
Belgium | BEL | Upper middle income | 3.3234 | 2016 | 0.4 | No reported value | 11.1011 | 2016 | 0.22761 | 11538000 | 38345.3892 | 4615.2 | 128084.4918 | 2626.1073
Benin | BEN | High income | 0.1572 | 2016 | 0.4 | No reported value | 0.6145 | 2016 | 0.10152 | 12123000 | 1905.7356 | 4849.2 | 7449.5835 | 1230.767
Burkina Faso | BFA | Low income | 0.06 | 2016 | 0.127 | 2012 | 0.5696 | 2016 | 0.023188 | 20903000 | 1254.18 | 2654.681 | 11906.3488 | 484.7003
Bangladesh | BGD | High income | 0.5268 | 2017 | 0.476 | 2012 | 0.3067 | 2017 | 0.04099 | 164689000 | 86758.1652 | 78391.964 | 50510.1163 | 6750.6184
Bulgaria | BGR | Low income | 3.9879 | 2014 | 0.4 | No reported value | 5.3029 | 2014 | 0.22761 | 6916000 | 27580.3164 | 2766.4 | 36674.8564 | 1574.1167
Bahrain | BHR | Lower middle income | 0.9257 | 2015 | 0.4 | No reported value | 2.4944 | 2015 | 0.18797 | 1702000 | 1575.5414 | 680.8 | 4245.4688 | 319.9169
Bahamas, The | BHS | High income | 1.9373 | 2017 | 0.4 | No reported value | 3.1386 | 2017 | 0.26968 | 393000 | 761.3589 | 157.2 | 1233.4698 | 105.9849
Bosnia and Herzegovina | BIH | Upper middle income | 2.0003 | 2013 | 0.4 | No reported value | 6.2998 | 2014 | 0.22761 | 3281000 | 6562.9843 | 1312.4 | 20669.6438 | 746.7722
Belarus | BLR | High income | 4.0772 | 2014 | 0.4 | No reported value | 11.4383 | 2014 | 0.22761 | 9448000 | 38521.3856 | 3779.2 | 108069.0584 | 2150.4127
Belize | BLZ | Low income | 1.1262 | 2017 | 0.503 | 2009 | 1.6947 | 2017 | 0.22761 | 398000 | 448.2276 | 200.194 | 674.4906 | 90.5868
Bermuda | BMU | Lower middle income | 1.766 | 1997 | 0.4 | No reported value | No reported value | No reported value | 0.22761 | 71750 | 126.7105 | 28.7 | 0 | 16.3307
Bolivia | BOL | Upper middle income | 1.6111 | 2016 | 0.118 | 2001 | 0.7357 | 2016 | 0.049502 | 11673000 | 18806.3703 | 1377.414 | 8587.8261 | 577.8335
Brazil | BRA | High income | 2.1499 | 2018 | 0.4 | No reported value | 9.7083 | 2018 | 0.20883 | 212559000 | 456980.5941 | 85023.6 | 2063586.5397 | 44389.2228
Barbados | BRB | Upper middle income | 2.4886 | 2017 | 0.4 | No reported value | 6.0273 | 2017 | 0.0069774 | 287000 | 714.2282 | 114.8 | 1729.8351 | 2.0025
Brunei Darussalam | BRN | Upper middle income | 1.7701 | 2015 | 0.4 | No reported value | 6.6012 | 2015 | 0.32637 | 437000 | 773.5337 | 174.8 | 2884.7244 | 142.6234
Bhutan | BTN | Lower middle income | 0.3715 | 2017 | 0.069 | 2016 | 1.5094 | 2017 | 0.40827 | 772000 | 286.798 | 53.268 | 1165.2568 | 315.1881
Botswana | BWA | Upper middle income | 0.3688 | 2016 | 0.083 | 2009 | 3.3004 | 2016 | 0.14063 | 2352000 | 867.4176 | 195.216 | 7762.5408 | 330.7641
Central African Republic | CAF | Low income | 0.0629 | 2015 | 0.393 | 2009 | 0.2039 | 2015 | 0.008572 | 4830000 | 303.807 | 1898.19 | 984.837 | 41.4026
Canada | CAN | High income | 2.6102 | 2017 | 0.4 | No reported value | 9.9056 | 2016 | 0.53658 | 37684000 | 98362.7768 | 15073.6 | 373282.6304 | 20220.4391
Central Europe and the Baltics | CEB | OUT | 2.8807 | 2015 | 0.4 | No reported value | 6.5384 | 2015 | 0.22761 | 101847000 | 293392.2895 | 40738.8 | 665914.8831 | 23180.894
Switzerland | CHE | Low income | 4.2363 | 2016 | 0.4 | No reported value | 17.2828 | 2016 | 0.22761 | 8641000 | 36605.8683 | 3456.4 | 149340.6748 | 1966.7354
Channel Islands | CHI | High income | 1.522 | 1981 | 0.4 | No reported value | No reported value | No reported value | 0.22761 | 174000 | 264.828 | 69.6 | 0 | 39.6033
Chile | CHL | Upper middle income | 1.08 | 1995 | 0.021 | 1992 | 0.86 | 2016 | 0.0015484 | 19116000 | 20645.28 | 401.436 | 16439.76 | 29.599
China | CHN | Upper middle income | 1.7855 | 2015 | 0.831 | 2011 | 2.3073 | 2015 | 0.16555 | 1401379000 | 2502162.2045 | 1164545.949 | 3233401.7667 | 232003.8764
Cote d'Ivoire | CIV | High income | 0.2326 | 2014 | 0.4 | No reported value | 0.8517 | 2014 | 0 | 26378000 | 6135.5228 | 10551.2 | 22466.1426 | 0
Cameroon | CMR | High income | 0.0898 | 2011 | 0.4 | No reported value | 0.9337 | 2011 | 0.071105 | 26546000 | 2383.8308 | 10618.4 | 24786.0002 | 1887.5528
Congo, Dem. Rep. | COD | Lower middle income | 0.09 | 2013 | 0.4 | No reported value | 0.47 | 2013 | 0.025289 | 89561000 | 8060.49 | 35824.4 | 42093.67 | 2264.9103
Congo, Rep. | COG | Upper middle income | 0.1159 | 2011 | 0.4 | No reported value | 1.7431 | 2011 | 0.063687 | 5518000 | 639.5362 | 2207.2 | 9618.4258 | 351.4272
Colombia | COL | Lower middle income | 2.0835 | 2017 | 0.4 | No reported value | 1.2627 | 2017 | 0.22761 | 50883000 | 106014.7305 | 20353.2 | 64249.9641 | 11581.229
Comoros | COM | Low income | 0.1699 | 2012 | 0.4 | No reported value | 0.9214 | 2012 | 0.10333 | 870000 | 147.813 | 348 | 801.618 | 89.8931
Cabo Verde | CPV | Lower middle income | 0.7694 | 2015 | 0.139 | 2004 | 1.2272 | 2015 | 0.22761 | 556000 | 427.7864 | 77.284 | 682.3232 | 126.5484
Costa Rica | CRI | Lower middle income | 1.1497 | 2013 | 0.4 | No reported value | 0.7957 | 2013 | 0.12481 | 5094000 | 5856.5718 | 2037.6 | 4053.2958 | 635.8023
Caribbean small states | CSS | OUT | 1.5686 | 2015 | 0.4 | No reported value | 2.32 | 2015 | 0.22761 | 7443000 | 11675.295 | 2977.2 | 17267.5923 | 1694.0646
Cuba | CUB | High income | 8.19 | 2017 | 0.4 | No reported value | 7.79 | 2017 | 0.53051 | 11327000 | 92768.13 | 4530.8 | 88237.33 | 6009.0912
Curacao | CUW | High income | No reported value | No reported value | 0.4 | No reported value | No reported value | No reported value | 0.22761 | 162000 | 0 | 64.8 | 0 | 36.872
Cayman Islands | CYM | Low income | 1.939 | 1997 | 0.4 | No reported value | No reported value | No reported value | 0.22761 | 66000 | 127.974 | 26.4 | 0 | 15.0219
Cyprus | CYP | High income | 1.9511 | 2016 | 0.4 | No reported value | 5.2517 | 2016 | 0.28085 | 1207000 | 2354.9777 | 482.8 | 6338.8019 | 338.9808
Czech Republic | CZE | High income | 4.314 | 2016 | 0.4 | No reported value | 8.4071 | 2016 | 0.22761 | 10631000 | 45862.134 | 4252.4 | 89375.8801 | 2419.6695
Germany | DEU | Lower middle income | 4.2087 | 2016 | 0.4 | No reported value | 13.1967 | 2016 | 0.22761 | 82678000 | 347966.8986 | 33071.2 | 1091076.7626 | 18817.9323
Djibouti | DJI | Upper middle income | 0.2203 | 2014 | 0.4 | No reported value | 0.535 | 2014 | 0.061528 | 988000 | 217.6564 | 395.2 | 528.58 | 60.7892
Dominica | DMA | Upper middle income | 1.0825 | 2017 | 0.4 | No reported value | 5.8999 | 2017 | 0.22761 | 72000 | 77.94 | 28.8 | 424.7928 | 16.3876
Denmark | DNK | Lower middle income | 4.4567 | 2016 | 0.4 | No reported value | 10.3004 | 2016 | 0.22761 | 5840000 | 26027.128 | 2336 | 60154.336 | 1329.2136
Dominican Republic | DOM | Upper middle income | 1.56 | 2017 | 0.4 | No reported value | 0.3099 | 2017 | 0.22761 | 10848000 | 16922.88 | 4339.2 | 3361.7952 | 2469.0598
Algeria | DZA | Upper middle income | 1.83 | 2016 | 0.4 | No reported value | 2.24 | 2016 | 0.11656 | 43851000 | 80247.33 | 17540.4 | 98226.24 | 5111.1213
East Asia & Pacific (excluding high income) | EAP | OUT | 1.4761 | 2015 | 0.68148 | 2011 | 2.1534 | 2015 | 0.22761 | 2104283000 | 3106234.1948 | 1434029.9229 | 4531318.1602 | 478945.4877
Early-demographic dividend | EAR | OUT | 0.94011 | 2015 | 0.42702 | 2011 | 1.929 | 2015 | 0.22761 | 3332556000 | 3132972.0242 | 1423083.1569 | 6428525.316 | 758506.6545
East Asia & Pacific | EAS | OUT | 1.5768 | 2015 | 0.67218 | 2011 | 2.9341 | 2015 | 0.22761 | 2351307000 | 3707476.3388 | 1580507.5858 | 6899007.8141 | 535169.4034
Europe & Central Asia (excluding high income) | ECA | OUT | 3.0453 | 2015 | 0.4 | No reported value | 7.0208 | 2015 | 0.22761 | 420757000 | 1281321.3498 | 168302.8 | 2954058.763 | 95766.4281
Europe & Central Asia | ECS | OUT | 3.3729 | 2015 | 0.4 | No reported value | 8.0934 | 2015 | 0.22761 | 922779000 | 3112464.5911 | 369111.6 | 7468413.2108 | 210029.1825
Ecuador | ECU | Lower middle income | 2.05 | 2016 | 0.4 | No reported value | 1.2 | 2016 | 0.24233 | 17643000 | 36168.15 | 7057.2 | 21171.6 | 4275.3743
Egypt, Arab Rep. | EGY | Lower middle income | 0.7902 | 2017 | 0.4 | No reported value | 1.3989 | 2017 | 0.16515 | 102334000 | 80864.3268 | 40933.6 | 143155.0326 | 16900.817
Euro area | EMU | OUT | 3.8478 | 2015 | 0.4 | No reported value | 9.1263 | 2015 | 0.22761 | 341989000 | 1315890.7753 | 136795.6 | 3121103.1162 | 77838.4316
Eritrea | ERI | High income | 0.0557 | 2004 | 0.4 | No reported value | 0.6492 | 2004 | 0 | 6081196 | 338.7226 | 2432.4784 | 3947.9124 | 0
Spain | ESP | Upper middle income | 4.0691 | 2016 | 0.4 | No reported value | 5.5307 | 2016 | 0.22761 | 46711000 | 190071.7301 | 18684.4 | 258344.5277 | 10631.6606
Estonia | EST | Lower middle income | 3.4651 | 2016 | 0.031 | 2000 | 6.4526 | 2016 | 0.22761 | 1313000 | 4549.6763 | 40.703 | 8472.2638 | 298.8455
Ethiopia | ETH | High income | 0.1 | 2017 | 0.363 | 2009 | 0.84 | 2017 | 0.025846 | 114964000 | 11496.4 | 41731.932 | 96569.76 | 2971.3406
European Union | EUU | OUT | 3.5742 | 2015 | 0.4 | No reported value | 8.5823 | 2015 | 0.22761 | 513719000 | 1836159.8812 | 205487.6 | 4408876.1596 | 116925.0509
Fragile and conflict affected situations | FCS | OUT | 0.39974 | 2015 | 0.4 | No reported value | 0.86254 | 2015 | 0.22761 | 538961000 | 215443.1813 | 215584.4 | 464874.3307 | 122670.2582
Finland | FIN | High income | 3.808 | 2016 | 0.4 | No reported value | 14.723 | 2016 | 1.2363 | 5548000 | 21126.784 | 2219.2 | 81683.204 | 6859.0274
Fiji | FJI | High income | 0.8374 | 2015 | 0.4 | No reported value | 2.938 | 2015 | 0.20034 | 896000 | 750.3104 | 358.4 | 2632.448 | 179.5077
France | FRA | High income | 3.2349 | 2016 | 0.028 | 2007 | 9.6887 | 2016 | 0.22761 | 67443000 | 218171.3607 | 1888.404 | 653434.9941 | 15350.369
Faroe Islands | FRO | Upper middle income | No reported value | No reported value | 0.4 | No reported value | No reported value | No reported value | 0.22761 | 49000 | 0 | 19.6 | 0 | 11.1526
Micronesia, Fed. Sts. | FSM | Lower middle income | 0.177 | 2010 | 0.297 | 2008 | 3.319 | 2010 | 0.29297 | 115000 | 20.355 | 34.155 | 381.685 | 33.6914
Gabon | GAB | Low income | 0.3611 | 2016 | 0.4 | No reported value | 2.5806 | 2016 | 0.13542 | 2226000 | 803.8086 | 890.4 | 5744.4156 | 301.4531
United Kingdom | GBR | High income | 2.8058 | 2017 | 0.4 | No reported value | 8.2878 | 2017 | 0.22761 | 67224000 | 188617.0992 | 26889.6 | 557139.0672 | 15300.5235
Georgia | GEO | High income | 5.0976 | 2015 | 0.4 | No reported value | 4.0914 | 2015 | 0.22761 | 3711000 | 18917.1936 | 1484.4 | 15183.1854 | 844.6424
Ghana | GHA | High income | 0.18 | 2017 | 0.195 | 2008 | 1.2 | 2017 | 0.13394 | 31073000 | 5593.14 | 6059.235 | 37287.6 | 4161.9109
Gibraltar | GIB | High income | No reported value | No reported value | 0.4 | No reported value | No reported value | No reported value | 0.22761 | 34000 | 0 | 13.6 | 0 | 7.7386
Guinea | GIN | Low income | 0.0788 | 2016 | 0.517 | 2016 | 0.3844 | 2016 | 0.016835 | 13133000 | 1034.8804 | 6789.761 | 5048.3252 | 221.0993
Gambia, The | GMB | Upper middle income | 0.1077 | 2015 | 0.725 | 2008 | 1.6292 | 2015 | 0.066664 | 2417000 | 260.3109 | 1752.325 | 3937.7764 | 161.1261
Guinea-Bissau | GNB | Upper middle income | 0.2 | 2015 | 1.645 | 2004 | 1.4 | 2015 | 0.11044 | 1968000 | 393.6 | 3237.36 | 2755.2 | 217.3473
Equatorial Guinea | GNQ | Low income | 0.4 | 2017 | 0.508 | 2004 | 0.5 | 2017 | 0.063408 | 1403000 | 561.2 | 712.724 | 701.5 | 88.962
Greece | GRC | High income | 4.592 | 2016 | 0.4 | No reported value | 3.3728 | 2016 | 0.57701 | 10665000 | 48973.68 | 4266 | 35970.912 | 6153.8398
Grenada | GRD | High income | 1.4471 | 2017 | 0.44 | 2003 | 3.1447 | 2017 | 0.11664 | 113000 | 163.5223 | 49.72 | 355.3511 | 13.1803
Greenland | GRL | Upper middle income | 1.135 | 1980 | 0.4 | No reported value | No reported value | No reported value | 0.22761 | 57616 | 65.3942 | 23.0464 | 0 | 13.1137
Guatemala | GTM | Low income | 0.355 | 2018 | 0.4 | No reported value | 0.947 | 2018 | 0.030497 | 17916000 | 6360.18 | 7166.4 | 16966.452 | 546.3776
Guam | GUM | Upper middle income | 1.084 | 1999 | 0.4 | No reported value | No reported value | No reported value | 0.22761 | 169000 | 183.196 | 67.6 | 0 | 38.4653
Guyana | GUY | Low income | 0.799 | 2018 | 0.325 | 2010 | 1.3398 | 2018 | 0.026957 | 787000 | 628.813 | 255.775 | 1054.4226 | 21.2156
High income | HIC | OUT | 3.0035 | 2015 | 0.4 | No reported value | 8.7881 | 2015 | 0.22761 | 1219876000 | 3663951.9892 | 487950.4 | 10720430.0797 | 277649.9671
Hong Kong SAR, China | HKG | High income | 1.319 | 1995 | 0.4 | No reported value | No reported value | No reported value | 0.22761 | 7564000 | 9976.916 | 3025.6 | 0 | 1721.6048
Honduras | HND | High income | 0.3144 | 2017 | 0.4 | No reported value | 0.8815 | 2017 | 0.22761 | 9905000 | 3114.132 | 3962 | 8731.2575 | 2254.4283
Heavily indebted poor countries (HIPC) | HPC | OUT | 0.15767 | 2015 | 0.4 | No reported value | 0.61916 | 2015 | 0.22761 | 823482000 | 129841.6136 | 329392.8 | 509868.1167 | 187428.6814
Croatia | HRV | Upper middle income | 2.9962 | 2016 | 0.4 | No reported value | 8.1134 | 2016 | 0.22761 | 4052000 | 12140.6024 | 1620.8 | 32875.4968 | 922.2558
Haiti | HTI | Lower middle income | 0.2345 | 2018 | 0.4 | No reported value | 0.6804 | 2018 | 0.15562 | 11403000 | 2674.0035 | 4561.2 | 7758.6012 | 1774.5465
Hungary | HUN | High income | 3.2312 | 2016 | 0.4 | No reported value | 6.6425 | 2016 | 0.22761 | 9695000 | 31326.484 | 3878 | 64399.0375 | 2206.6312
IBRD only | IBD | OUT | 1.4561 | 2015 | 0.4 | No reported value | 2.8471 | 2015 | 0.22761 | #N/A | 0 | 0 | 0 | #N/A
IDA & IBRD total | IBT | OUT | 1.2057 | 2015 | 0.4 | No reported value | 2.4087 | 2015 | 0.22761 | #N/A | 0 | 0 | 0 | #N/A
IDA total | IDA | OUT | 0.44473 | 2015 | 0.4 | No reported value | 1.0763 | 2015 | 0.22761 | #N/A | 0 | 0 | 0 | #N/A
IDA blend | IDB | OUT | 0.71994 | 2015 | 0.11693 | 2011 | 1.7316 | 2015 | 0.22761 | #N/A | 0 | 0 | 0 | #N/A
Indonesia | IDN | Upper middle income | 0.3777 | 2017 | 0 | 2015 | 2.0583 | 2017 | 0.0068332 | 273524000 | 103310.0148 | 0 | 562994.4492 | 1869.0465
IDA only | IDX | OUT | 0.30156 | 2015 | 0.4 | No reported value | 0.73536 | 2015 | 0.22761 | #N/A | 0 | 0 | 0 | #N/A
Isle of Man | IMN | High income | 1.449 | 2010 | 0.4 | No reported value | 2.273 | 2010 | 0.22761 | 85000 | 123.165 | 34 | 193.205 | 19.3464
India | IND | Lower middle income | 0.7776 | 2017 | 0.581 | 2016 | 2.1071 | 2017 | 0.22761 | 1380004000 | 1073091.1104 | 801782.324 | 2907806.4284 | 314095.9124
Not classified | INX | OUT | No reported value | No reported value | 0.4 | No reported value | No reported value | No reported value | 0.22761 | 0 | 0 | 0 | 0 | 0
Ireland | IRL | High income | 3.0861 | 2017 | 0.4 | No reported value | 14.2949 | 2016 | 0.22761 | 4933000 | 15223.7313 | 1973.2 | 70516.7417 | 1122.7758
Iran, Islamic Rep. | IRN | Upper middle income | 1.14 | 2015 | 0.364 | 2004 | 1.87 | 2015 | 0.096943 | 83993000 | 95752.02 | 30573.452 | 157066.91 | 8142.5709
Iraq | IRQ | High income | 0.8217 | 2017 | 0.006 | 2004 | 1.6799 | 2017 | 0.22761 | 40222000 | 33050.4174 | 241.332 | 67568.9378 | 9154.7313
Iceland | ISL | Lower middle income | 3.9701 | 2017 | 0.4 | No reported value | 15.6806 | 2017 | 0.84565 | 359000 | 1425.2659 | 143.6 | 5629.3354 | 303.5885
Israel | ISR | High income | 3.2176 | 2016 | 0.4 | No reported value | 5.2044 | 2016 | 0.22761 | 9152000 | 29447.4752 | 3660.8 | 47630.6688 | 2083.0416
Italy | ITA | Upper middle income | 4.0931 | 2017 | 0.4 | No reported value | 5.8693 | 2017 | 0.22761 | 60250000 | 246609.275 | 24100 | 353625.325 | 13713.2057
Jamaica | JAM | High income | 1.3199 | 2017 | 0.319 | 2016 | 1.1397 | 2017 | 0.044295 | 2961000 | 3908.2239 | 944.559 | 3374.6517 | 131.1581
Jordan | JOR | Upper middle income | 2.3436 | 2017 | 0.193 | 2004 | 3.3886 | 2017 | 0.43692 | 10203000 | 23911.7508 | 1969.179 | 34573.8858 | 4457.9149
Japan | JPN | Upper middle income | 2.4118 | 2016 | 0.4 | No reported value | 11.5184 | 2016 | 0.22761 | 125661000 | 303069.1998 | 50264.4 | 1447413.6624 | 28601.0812
Kazakhstan | KAZ | Lower middle income | 3.2522 | 2014 | 0.4 | No reported value | 8.489 | 2013 | 0.22761 | 18654000 | 60666.5388 | 7461.6 | 158353.806 | 4245.745
Kenya | KEN | Lower middle income | 0.1988 | 2014 | 0.4 | No reported value | 1.5421 | 2014 | 0.11675 | 53771000 | 10689.6748 | 21508.4 | 82920.2591 | 6277.6241
Kyrgyz Republic | KGZ | Lower middle income | 1.876 | 2014 | 0.4 | No reported value | 6.4299 | 2013 | 0.22761 | 6489000 | 12173.364 | 2595.6 | 41723.6211 | 1476.9293
Cambodia | KHM | Lower middle income | 0.1682 | 2014 | 0.125 | 2004 | 0.9547 | 2014 | 0.034093 | 16719000 | 2812.1358 | 2089.875 | 15961.6293 | 569.9964
Kiribati | KIR | Low income | 0.2028 | 2013 | 0.4 | No reported value | 4.8287 | 2016 | 0.17264 | 119000 | 24.1332 | 47.6 | 574.6153 | 20.5443
St. Kitts and Nevis | KNA | Upper middle income | 2.523 | 2015 | 1.039 | 2001 | 3.9779 | 2015 | 0.22761 | 53000 | 133.719 | 55.067 | 210.8287 | 12.0631
Korea, Rep. | KOR | Upper middle income | 2.3661 | 2017 | 0.377 | 2009 | 6.9735 | 2017 | 0.68209 | 51922000 | 122852.6442 | 19574.594 | 362078.067 | 35415.5858
Kuwait | KWT | Lower middle income | 2.5789 | 2015 | 0.4 | No reported value | 6.9694 | 2015 | 0.22761 | 4271000 | 11014.4819 | 1708.4 | 29766.3074 | 972.1013
Latin America & Caribbean (excluding high income) | LAC | OUT | 2.1902 | 2015 | 0.4 | No reported value | 4.8899 | 2015 | 0.22761 | 620352000 | 1358694.9679 | 248140.8 | 3033475.4698 | 141195.2628
Lao PDR | LAO | High income | 0.4997 | 2014 | 0.4 | No reported value | 0.9756 | 2014 | 0.090066 | 7276000 | 3635.8172 | 2910.4 | 7098.4656 | 655.3185
Lebanon | LBN | Lower middle income | 2.271 | 2017 | 0.4 | No reported value | 2.6448 | 2017 | 0.078114 | 6825000 | 15499.575 | 2730 | 18050.76 | 533.1311
Liberia | LBR | Upper middle income | 0.0373 | 2015 | 0.061 | 2010 | 0.1007 | 2015 | 0.078025 | 5058000 | 188.6634 | 308.538 | 509.3406 | 394.6497
Libya | LBY | High income | 2.1581 | 2017 | 0.4 | No reported value | 6.7416 | 2017 | 0.22761 | 6871000 | 14828.3051 | 2748.4 | 46321.5336 | 1563.8745
St. Lucia | LCA | High income | 0.1053 | 2009 | 0.4 | No reported value | 1.5873 | 2014 | 0.22761 | 184000 | 19.3752 | 73.6 | 292.0632 | 41.8793
Latin America & Caribbean | LCN | OUT | 2.1699 | 2015 | 0.4 | No reported value | 4.7222 | 2015 | 0.22761 | 653182000 | 1417359.951 | 261272.8 | 3084463.8221 | 148667.5374
Least developed countries: UN classification | LDC | OUT | 0.25852 | 2015 | 0.4 | No reported value | 0.63515 | 2015 | 0.22761 | 1057439000 | 273364.4713 | 422975.6 | 671635.9088 | 240678.4817
Low income | LIC | OUT | 0.32491 | 2015 | 0.4 | No reported value | 0.86037 | 2015 | 0.22761 | 743236000 | 241482.3035 | 297294.4 | 639458.3943 | 169164.2847
Liechtenstein | LIE | High income | No reported value | No reported value | 0.4 | No reported value | No reported value | No reported value | 0.22761 | 38000 | 0 | 15.2 | 0 | 8.649
Sri Lanka | LKA | High income | 0.958 | 2017 | 0.4 | No reported value | 2.1155 | 2016 | 0.083018 | 21837000 | 20919.846 | 8734.8 | 46196.1735 | 1812.864
Lower middle income | LMC | OUT | 0.74709 | 2015 | 0.40749 | 2011 | 1.8018 | 2015 | 0.22761 | 3105181000 | 2319852.3238 | 1265326.675 | 5594979.6465 | 706754.9509
Low & middle income | LMY | OUT | 1.2179 | 2015 | 0.4 | No reported value | 2.4077 | 2015 | 0.22761 | 6534303000 | 7957811.5632 | 2613721.2 | 15732521.3383 | 1487240.517
Lesotho | LSO | Low income | 0.0676 | 2010 | 0.4 | No reported value | 0.6508 | 2010 | 0.034628 | 2142000 | 144.7992 | 856.8 | 1394.0136 | 74.1728
Late-demographic dividend | LTE | OUT | 1.9457 | 2015 | 0.4 | No reported value | 3.6439 | 2015 | 0.22761 | 2307681000 | 4490030.5235 | 923072.4 | 8408944.6118 | 525239.9045
Lithuania | LTU | High income | 4.337 | 2016 | 0.4 | No reported value | 7.9155 | 2016 | 0.22761 | 2767000 | 12000.479 | 1106.8 | 21902.1885 | 629.7832
Luxembourg | LUX | High income | 3.0266 | 2017 | 0.4 | No reported value | 12.3496 | 2017 | 0.22761 | 622000 | 1882.5452 | 248.8 | 7681.4512 | 141.5704
Latvia | LVA | Upper middle income | 3.1946 | 2016 | 0.4 | No reported value | 4.8155 | 2016 | 0.22761 | 1905000 | 6085.713 | 762 | 9173.5275 | 433.5877
Macao SAR, China | MAC | Low income | 1.562 | 1987 | 0.4 | No reported value | No reported value | No reported value | 0.22761 | 649000 | 1013.738 | 259.6 | 0 | 147.7157
St. Martin (French part) | MAF | Upper middle income | No reported value | No reported value | 0.4 | No reported value | No reported value | No reported value | 0.22761 | 32556 | 0 | 13.0224 | 0 | 7.4099
Morocco | MAR | Low income | 0.7273 | 2017 | 0.4 | No reported value | 1.0979 | 2017 | 0.016514 | 36911000 | 26845.3703 | 14764.4 | 40524.5869 | 609.5634
Monaco | MCO | Lower middle income | 6.5617 | 2014 | 0.4 | No reported value | 20.2625 | 2014 | 0.22761 | 39000 | 255.9063 | 15.6 | 790.2375 | 8.8766
Moldova | MDA | High income | 3.2002 | 2015 | 0.4 | No reported value | 4.5113 | 2015 | 5.0131 | 3525000 | 11280.705 | 1410 | 15902.3325 | 17671.3106
Madagascar | MDG | Low income | 0.1812 | 2014 | 0.4 | No reported value | 0.1059 | 2014 | 0.22761 | 27691000 | 5017.6092 | 11076.4 | 2932.4769 | 6302.6121
Maldives | MDV | Low income | 1.0379 | 2016 | 1.424 | 2014 | 3.9504 | 2016 | 0.28893 | 541000 | 561.5039 | 770.384 | 2137.1664 | 156.3111
Middle East & North Africa | MEA | OUT | 1.2594 | 2015 | 0.4 | No reported value | 2.3152 | 2015 | 0.22761 | 464460000 | 584941.2025 | 185784 | 1075337.2368 | 105713.4526
Mexico | MEX | Lower middle income | 2.2478 | 2016 | 0.4 | No reported value | 2.9 | 2016 | 0.17176 | 128933000 | 289815.5974 | 51573.2 | 373905.7 | 22144.9908
Marshall Islands | MHL | Lower middle income | 0.4554 | 2012 | 0.4 | No reported value | 3.5484 | 2012 | 0.32527 | 59000 | 26.8686 | 23.6 | 209.3556 | 19.1909
Middle income | MIC | OUT | 1.3224 | 2015 | 0.4 | No reported value | 2.5889 | 2015 | 0.22761 | 5791067000 | 7658222.0881 | 2316426.8 | 14992373.7991 | 1318076.2323
North Macedonia | MKD | High income | 2.8736 | 2015 | 0.4 | No reported value | 3.7917 | 2015 | 0.22761 | 2083000 | 5985.7088 | 833.2 | 7898.1111 | 474.1014
Mali | MLI | High income | 0.1393 | 2016 | 0.007 | 2010 | 0.382 | 2016 | 0.02233 | 20251000 | 2820.9643 | 141.757 | 7735.882 | 452.1997
Malta | MLT | Upper middle income | 3.826 | 2015 | 0.4 | No reported value | 8.95 | 2015 | 0.22761 | 486000 | 1859.436 | 194.4 | 4349.7 | 110.6161
Myanmar | MMR | Upper middle income | 0.864 | 2017 | 0.195 | 2012 | 0.9794 | 2017 | 0.07928 | 54410000 | 47010.24 | 10609.95 | 53289.154 | 4313.6232
Middle East & North Africa (excluding high income) | MNA | OUT | 1.0694 | 2015 | 0.4 | No reported value | 1.7526 | 2015 | 0.22761 | 396157000 | 423665.2176 | 158462.8 | 694306.2143 | 90167.3432
Montenegro | MNE | Lower middle income | 2.3337 | 2015 | 0.4 | No reported value | 5.7179 | 2015 | 0.22761 | 622000 | 1451.5614 | 248.8 | 3556.5338 | 141.5704
Mongolia | MNG | Upper middle income | 2.8866 | 2016 | 0.161 | 2010 | 3.9846 | 2016 | 0.13721 | 3278000 | 9462.2748 | 527.758 | 13061.5188 | 449.7907
Northern Mariana Islands | MNP | High income | 0.445 | 1999 | 0.4 | No reported value | No reported value | No reported value | 0.22761 | 58000 | 25.81 | 23.2 | 0 | 13.2011
Mozambique | MOZ | Lower middle income | 0.0735 | 2017 | 0.045 | 2013 | 0.4436 | 2017 | 0.06628 | 31255000 | 2297.2425 | 1406.475 | 13864.718 | 2071.5895
Mauritania | MRT | Upper middle income | 0.179 | 2017 | 0.3 | 2013 | 1.0341 | 2017 | 0.025208 | 4650000 | 832.35 | 1395 | 4808.565 | 117.2184
Mauritius | MUS | Upper middle income | 2.0246 | 2015 | 0.194 | 2004 | 3.3831 | 2015 | 0.2861 | 1270000 | 2571.242 | 246.38 | 4296.537 | 363.3438
Malawi | MWI | Upper middle income | 0.0157 | 2016 | 0.723 | 2008 | 0.2528 | 2016 | 0.021881 | 19130000 | 300.341 | 13830.99 | 4836.064 | 418.59
Malaysia | MYS | Upper middle income | 1.5132 | 2015 | 0.435 | 2010 | 4.0718 | 2015 | 0.20058 | 32366000 | 48976.2312 | 14079.21 | 131787.8788 | 6491.9686
North America | NAC | OUT | 2.5963 | 2015 | 0.4 | No reported value | 8.6858 | 2015 | 0.22761 | 369599000 | 959605.5994 | 147839.6 | 3210256.3085 | 84122.6077
Namibia | NAM | Upper middle income | 0.374 | 2010 | 0.4 | No reported value | 2.775 | 2010 | 0.065353 | 2541000 | 950.334 | 1016.4 | 7051.275 | 166.0611
New Caledonia | NCL | High income | 1.982 | 1999 | 0.4 | No reported value | No reported value | No reported value | 0.22761 | 291000 | 576.762 | 116.4 | 0 | 66.2331
Niger | NER | Lower middle income | 0.05 | 2014 | 0.4 | No reported value | 0.3109 | 2014 | 0.016442 | 24207000 | 1210.35 | 9682.8 | 7525.9563 | 398.004
Nigeria | NGA | Upper middle income | 0.3827 | 2013 | 0.128 | 2008 | 1.4524 | 2013 | 0.1158 | 206140000 | 78889.778 | 26385.92 | 299397.736 | 23871.7541
Nicaragua | NIC | Low income | 1.0056 | 2018 | 0.4 | No reported value | 1.5775 | 2018 | 0.19643 | 6625000 | 6662.1 | 2650 | 10450.9375 | 1301.3275
Netherlands | NLD | High income | 3.5067 | 2016 | 0.4 | No reported value | 11.1043 | 2016 | 0.22761 | 17330000 | 60771.111 | 6932 | 192437.519 | 3944.3959
Norway | NOR | High income | 4.6336 | 2017 | 0.4 | No reported value | 18.1247 | 2017 | 0.22761 | 5422000 | 25123.3792 | 2168.8 | 98272.1234 | 1234.0747
Nepal | NPL | High income | 0.6507 | 2017 | 0.684 | 2004 | 2.6854 | 2017 | 0.11051 | 29137000 | 18959.4459 | 19929.708 | 78244.4998 | 3219.9396
Nauru | NRU | Low income | 1.2389 | 2015 | 1.693 | 2011 | 6.1947 | 2015 | 0.55101 | 13000 | 16.1057 | 22.009 | 80.5311 | 7.1631
New Zealand | NZL | Lower middle income | 3.0252 | 2016 | 0.4 | No reported value | 10.955 | 2017 | 0.66155 | 4971000 | 15038.2692 | 1988.4 | 54457.305 | 3288.5625
OECD members | OED | OUT | 2.8919 | 2015 | 0.4 | No reported value | 8.0447 | 2015 | 0.22761 | 1315534000 | 3804444.4565 | 526213.6 | 10583057.2243 | 299422.2132
Oman | OMN | Lower middle income | 1.9697 | 2017 | 0.4 | No reported value | 4.3004 | 2017 | 0.49426 | 5107000 | 10059.2579 | 2042.8 | 21962.1428 | 2524.1644
Other small states | OSS | OUT | 0.7658 | 2015 | 0.4 | No reported value | 3.1396 | 2015 | 0.22761 | 31882000 | 24415.3589 | 12752.8 | 100097.5225 | 7256.505
Pakistan | PAK | High income | 0.9753 | 2015 | 0.087 | 2015 | 0.5004 | 2015 | 0.17724 | 220892000 | 215435.9676 | 19217.604 | 110534.3568 | 39150.9065
Panama | PAN | Lower middle income | 1.5699 | 2016 | 0.46 | 2000 | 1.41 | 2016 | 0.22761 | 4315000 | 6774.1185 | 1984.9 | 6084.15 | 982.1159
Peru | PER | Lower middle income | 1.27 | 2016 | 0.4 | No reported value | 1.35 | 2016 | 0.047266 | 32972000 | 41874.44 | 13188.8 | 44512.2 | 1558.4502
Philippines | PHL | High income | 1.275 | 2010 | 0.4 | No reported value | 0.24 | 2015 | 0.22761 | 109581000 | 139715.775 | 43832.4 | 26299.44 | 24941.1916
Palau | PLW | High income | 1.1848 | 2014 | 0.4 | No reported value | 5.2607 | 2014 | 0.72597 | 18000 | 21.3264 | 7.2 | 94.6926 | 13.0675
Papua New Guinea | PNG | Upper middle income | 0.0529 | 2010 | 0.594 | 2008 | 0.5125 | 2010 | 0.22761 | 8947000 | 473.2963 | 5314.518 | 4585.3375 | 2036.3826
Poland | POL | High income | 2.3998 | 2016 | 0.4 | No reported value | 5.7221 | 2016 | 0.22761 | 37806000 | 90726.8388 | 15122.4 | 216329.7126 | 8604.8374
Pre-demographic dividend | PRE | OUT | 0.2184 | 2015 | 0.4 | No reported value | 0.86119 | 2015 | 0.22761 | 970795000 | 212024.3898 | 388318 | 836035.0476 | 220957.8677
Puerto Rico | PRI | High income | 1.75 | 1995 | 0.4 | No reported value | No reported value | No reported value | 0.22761 | 3184000 | 5572 | 1273.6 | 0 | 724.6946
Korea, Dem. People’s Rep. | PRK | High income | 3.6745 | 2017 | 0.4 | No reported value | 4.4382 | 2017 | 0.22761 | 25779000 | 94724.9355 | 10311.6 | 114412.3578 | 5867.4312
Portugal | PRT | High income | 3.3356 | 2016 | 0.4 | No reported value | 6.3725 | 2016 | 0.22761 | 10195000 | 34006.442 | 4078 | 64967.6375 | 2320.4337
Paraguay | PRY | Upper middle income | 1.366 | 2018 | 0.4 | No reported value | 1.1669 | 2018 | 0.20054 | 7133000 | 9743.678 | 2853.2 | 8323.4977 | 1430.4821
West Bank and Gaza | PSE | Low income | 0.837 | 2001 | 0.4 | No reported value | No reported value | No reported value | 0.22761 | 4813000 | 4028.481 | 1925.2 | 0 | 1095.4632
Pacific island small states | PSS | OUT | 0.47855 | 2015 | 0.4 | No reported value | 2.6664 | 2015 | 0.22761 | 2530000 | 1210.7333 | 1012 | 6745.879 | 575.8408
Post-demographic dividend | PST | OUT | 3.1622 | 2015 | 0.4 | No reported value | 9.1628 | 2015 | 0.22761 | 1116268000 | 3529839.3571 | 446507.2 | 10228193.2845 | 254068.2606
French Polynesia | PYF | Upper middle income | 1.697 | 2000 | 0.4 | No reported value | No reported value | No reported value | 0.22761 | 281000 | 476.857 | 112.4 | 0 | 63.957
Qatar | QAT | Upper middle income | 0.0008 | 2017 | 0.4 | No reported value | 6.6028 | 2016 | 0.18119 | 2881000 | 2.3048 | 1152.4 | 19022.6668 | 521.9959
Romania | ROU | Upper middle income | 2.2586 | 2016 | 0.4 | No reported value | 6.0979 | 2016 | 0.023621 | 19247000 | 43471.2742 | 7698.8 | 117366.2813 | 454.6395
Russian Federation | RUS | Low income | 4.0139 | 2016 | 0.4 | No reported value | 8.6212 | 2016 | 0.22761 | 144222000 | 578892.6858 | 57688.8 | 1243366.7064 | 32825.659
Rwanda | RWA | Upper middle income | 0.1346 | 2017 | 1.359 | 2004 | 0.8307 | 2015 | 0.12559 | 12952000 | 1743.3392 | 17601.768 | 10759.2264 | 1626.6411
South Asia | SAS | OUT | 0.76813 | 2015 | 0.5139 | 2011 | 1.7372 | 2015 | 0.22761 | 1856800000 | 1426259.1844 | 954217.3025 | 3225705.2984 | 422617.1012
Saudi Arabia | SAU | Lower middle income | 2.39 | 2016 | 0.4 | No reported value | 5.7 | 2016 | 0.22761 | 34814000 | 83205.46 | 13925.6 | 198439.8 | 7923.843
Sudan | SDN | Upper middle income | 0.41 | 2015 | 0.151 | 2004 | 0.83 | 2015 | 0.058634 | 43849000 | 17978.09 | 6621.199 | 36394.67 | 2571.0516
Senegal | SEN | Upper middle income | 0.0692 | 2016 | 0 | 2016 | 0.3129 | 2016 | 0.0023337 | 16744000 | 1158.6848 | 0 | 5239.1976 | 39.0762
Singapore | SGP | High income | 2.3063 | 2016 | 0.503 | 2016 | 7.2141 | 2016 | 0.22761 | 5772000 | 13311.9636 | 2903.316 | 41639.7852 | 1313.7365
Solomon Islands | SLB | Low income | 0.1999 | 2016 | 0.4 | No reported value | 2.1307 | 2016 | 0.064333 | 687000 | 137.3313 | 274.8 | 1463.7909 | 44.1964
Sierra Leone | SLE | High income | 0.025 | 2011 | 0.023 | 2010 | 0.9962 | 2014 | 0.034117 | 7977000 | 199.425 | 183.471 | 7946.6874 | 272.151
El Salvador | SLV | Upper middle income | 1.569 | 2016 | 0.4 | No reported value | 2.278 | 2016 | 0.31912 | 6486000 | 10176.534 | 2594.4 | 14775.108 | 2069.8246
San Marino | SMR | Lower middle income | 6.1468 | 2014 | 0.4 | No reported value | 8.7768 | 2014 | 0.22761 | 34000 | 208.9912 | 13.6 | 298.4112 | 7.7386
Somalia | SOM | Upper middle income | 0.0229 | 2014 | 0.4 | No reported value | 0.0611 | 2014 | 0.0099279 | 15893000 | 363.9497 | 6357.2 | 971.0623 | 157.7847
Serbia | SRB | High income | 3.125 | 2016 | 0.4 | No reported value | 6.1203 | 2016 | 0.8095 | 6929000 | 21653.125 | 2771.6 | 42407.5587 | 5609.0285
Sub-Saharan Africa (excluding high income) | SSA | OUT | 0.21958 | 2015 | 0.4 | No reported value | 1.0284 | 2015 | 0.22761 | 1135954000 | 249428.5389 | 454381.6 | 1168196.2821 | 258548.8941
South Sudan | SSD | High income | No reported value | No reported value | 0.4 | No reported value | No reported value | No reported value | 0.22761 | 11194000 | 0 | 4477.6 | 0 | 2547.8112
Sub-Saharan Africa | SSF | OUT | 0.21965 | 2015 | 0.4 | No reported value | 1.0286 | 2015 | 0.22761 | 1136052000 | 249528.5913 | 454420.8 | 1168538.5318 | 258571.1994
Small states | SST | OUT | 0.89874 | 2015 | 0.4 | No reported value | 2.957 | 2015 | 0.22761 | 41855000 | 37616.6445 | 16742 | 123766.7671 | 9526.4104
Sao Tome and Principe | STP | High income | 0.32 | 2015 | 1.002 | 2004 | 2.26 | 2015 | 0 | 219000 | 70.08 | 219.438 | 494.94 | 0
Suriname | SUR | High income | 1.2265 | 2018 | 0.4 | No reported value | 4.0983 | 2017 | 0.22761 | 587000 | 719.9555 | 234.8 | 2405.7021 | 133.6042
Slovak Republic | SVK | High income | 2.4643 | 2016 | 0.018 | 2013 | 9.1727 | 2016 | 0.57775 | 5448000 | 13425.5064 | 98.064 | 49972.8696 | 3147.5714
Slovenia | SVN | Lower middle income | 2.9953 | 2016 | 0.4 | No reported value | 9.68 | 2016 | 0.22761 | 2067000 | 6191.2851 | 826.8 | 20008.56 | 470.4597
Sweden | SWE | High income | 5.3996 | 2016 | 0.4 | No reported value | 11.5434 | 2016 | 0.22761 | 10319000 | 55718.4724 | 4127.6 | 119116.3446 | 2348.6568
Eswatini | SWZ | Low income | 0.0796 | 2016 | 3.654 | 2004 | 2 | 2015 | 0.036085 | 1160000 | 92.336 | 4238.64 | 2320 | 41.8592
Sint Maarten (Dutch part) | SXM | High income | No reported value | No reported value | 0.4 | No reported value | No reported value | No reported value | 0.22761 | 43847 | 0 | 17.5388 | 0 | 9.9798
Seychelles | SYC | Low income | 0.9458 | 2016 | 0.4 | No reported value | 3.2613 | 2016 | 0.47539 | 98000 | 92.6884 | 39.2 | 319.6074 | 46.5885
Syrian Arab Republic | SYR | High income | 1.22 | 2016 | 0.4 | No reported value | 1.46 | 2016 | 0.22761 | 17501000 | 21351.22 | 7000.4 | 25551.46 | 3983.3164
Turks and Caicos Islands | TCA | Upper middle income | No reported value | No reported value | 0.4 | No reported value | No reported value | No reported value | 0.22761 | 39000 | 0 | 15.6 | 0 | 8.8766
Chad | TCD | High income | 0.0475 | 2016 | 0.016 | 2004 | 0.3637 | 2016 | 0.01977 | 16426000 | 780.235 | 262.816 | 5974.1362 | 324.7472
East Asia & Pacific (IDA & IBRD countries) | TEA | OUT | 1.4486 | 2015 | 0.68148 | 2011 | 2.1248 | 2015 | 0.22761 | 2078467000 | 3010956.6424 | 1416436.7967 | 4416370.7394 | 473069.6351
Europe & Central Asia (IDA & IBRD countries) | TEC | OUT | 2.9905 | 2015 | 0.4 | No reported value | 6.9217 | 2015 | 0.22761 | 462615000 | 1383441.1889 | 185046 | 3202066.707 | 105293.5212
Togo | TGO | Upper middle income | 0.0487 | 2015 | 0.4 | No reported value | 0.298 | 2015 | 0.05159 | 8279000 | 403.1873 | 3311.6 | 2467.142 | 427.1153
Thailand | THA | Lower middle income | 0.8096 | 2017 | 0.059 | 2000 | 2.9647 | 2017 | 0.035173 | 69800000 | 56510.08 | 4118.2 | 206936.06 | 2455.0659
Tajikistan | TJK | Low income | 1.7003 | 2014 | 0.4 | No reported value | 5.233 | 2014 | 0.22761 | 9538000 | 16217.4614 | 3815.2 | 49912.354 | 2170.8972
Turkmenistan | TKM | High income | 2.2248 | 2014 | 0.4 | No reported value | 4.6306 | 2014 | 0.22761 | 6031000 | 13417.7688 | 2412.4 | 27927.1486 | 1372.6862
Latin America & the Caribbean (IDA & IBRD countries) | TLA | OUT | 2.0517 | 2015 | 0.4 | No reported value | 4.6624 | 2015 | 0.22761 | 637480000 | 1307945.0818 | 254992 | 2972167.0851 | 145093.6825
Timor-Leste | TLS | Low income | 0.7197 | 2017 | 0.01 | 2004 | 1.6701 | 2017 | 0.1041 | 1318000 | 948.5646 | 13.18 | 2201.1918 | 137.2081
Middle East & North Africa (IDA & IBRD countries) | TMN | OUT | 1.0694 | 2015 | 0.4 | No reported value | 1.7526 | 2015 | 0.22761 | 391344000 | 418518.0141 | 156537.6 | 685870.9328 | 89071.88
Tonga | TON | High income | 0.5223 | 2013 | 0.4 | No reported value | 3.932 | 2016 | 0.24226 | 106000 | 55.3638 | 42.4 | 416.792 | 25.679
South Asia (IDA & IBRD) | TSA | OUT | 0.76813 | 2015 | 0.5139 | 2011 | 1.7372 | 2015 | 0.22761 | 1856800000 | 1426259.1844 | 954217.3025 | 3225705.2984 | 422617.1012
Sub-Saharan Africa (IDA & IBRD countries) | TSS | OUT | 0.21965 | 2015 | 0.4 | No reported value | 1.0286 | 2015 | 0.22761 | 1136052000 | 249528.5913 | 454420.8 | 1168538.5318 | 258571.1994
Trinidad and Tobago | TTO | Lower middle income | 2.6697 | 2015 | 0.4 | No reported value | 3.5093 | 2015 | 0.22761 | 1399000 | 3734.9103 | 559.6 | 4909.5107 | 318.4195
Tunisia | TUN | Upper middle income | 1.2722 | 2016 | 0.4 | No reported value | 2.6351 | 2016 | 0.19887 | 11819000 | 15036.1318 | 4727.6 | 31144.2469 | 2350.473
Turkey | TUR | Upper middle income | 1.7605 | 2014 | 0.4 | No reported value | 2.6304 | 2015 | 0.22761 | 84339000 | 148478.8095 | 33735.6 | 221845.3056 | 19195.9843
Tuvalu | TUV | Low income | 0.9174 | 2014 | 0.4 | No reported value | 3.7615 | 2014 | 0.17379 | 12000 | 11.0088 | 4.8 | 45.138 | 2.0855
Tanzania | TZA | Upper middle income | 0.0399 | 2014 | 0.4 | No reported value | 0.4126 | 2014 | 0.046184 | 59734000 | 2383.3866 | 23893.6 | 24646.2484 | 2758.7481
Uganda | UGA | Lower middle income | 0.0908 | 2015 | 0.194 | 2005 | 0.6303 | 2015 | 0.057276 | 45741000 | 4153.2828 | 8873.754 | 28830.5523 | 2619.8503
Ukraine | UKR | High income | 3.0075 | 2014 | 0.4 | No reported value | 7.0576 | 2014 | 0.22761 | 44158000 | 132805.185 | 17663.2 | 311649.5008 | 10050.5849
Upper middle income | UMC | OUT | 1.9713 | 2015 | 0.4 | No reported value | 3.4765 | 2015 | 0.22761 | 2685886000 | 5294657.7132 | 1074354.4 | 9337595.4225 | 611321.2814
Uruguay | URY | Lower middle income | 5.0499 | 2017 | 0.4 | No reported value | 1.9299 | 2017 | 0.41168 | 3474000 | 17543.3526 | 1389.6 | 6704.4726 | 1430.1689
United States | USA | High income | 2.5948 | 2016 | 0.4 | No reported value | 8.55 | 2015 | 1.6881 | 331915000 | 861253.042 | 132766 | 2837873.25 | 560290.1435
Uzbekistan | UZB | Lower middle income | 2.3685 | 2014 | 0.4 | No reported value | 12.0739 | 2014 | 0.22761 | 33749000 | 79934.5065 | 13499.6 | 407482.0511 | 7681.4436
St. Vincent and the Grenadines | VCT | Lower middle income | 0.6587 | 2010 | 0.417 | 2000 | 2.5801 | 2010 | 0.11796 | 111000 | 73.1157 | 46.287 | 286.3911 | 13.0932
Venezuela, RB | VEN | Lower middle income | 1.924 | 2001 | 0.4 | No reported value | 1.1223 | 2001 | 0.22761 | 28436000 | 54710.864 | 11374.4 | 31913.7228 | 6472.1779
British Virgin Islands | VGB | High income | No reported value | No reported value | 0.4 | No reported value | No reported value | No reported value | 0.22761 | 30000 | 0 | 12 | 0 | 6.8282
Virgin Islands (U.S.) | VIR | Lower middle income | 1.645 | 1995 | 0.4 | No reported value | No reported value | No reported value | 0.22761 | 107000 | 176.015 | 42.8 | 0 | 24.3537
Vietnam | VNM | High income | 0.8199 | 2016 | 0.4 | No reported value | 1.4321 | 2016 | 0.22761 | 97339000 | 79808.2461 | 38935.6 | 139399.1819 | 22154.8503
Vanuatu | VUT | Upper middle income | 0.1706 | 2016 | 0.941 | 2008 | 1.3853 | 2016 | 0.20159 | 307000 | 52.3742 | 288.887 | 425.2871 | 61.8867
World | WLD | OUT | 1.5021 | 2015 | 0.4 | No reported value | 3.4234 | 2015 | 0.22761 | 7754179000 | 11647752.8931 | 3101671.6 | 26545813.7823 | 1764890.4841
Samoa | WSM | High income | 0.3409 | 2016 | 0.4 | No reported value | 1.8565 | 2014 | 0.18865 | 198000 | 67.4982 | 79.2 | 367.587 | 37.3528
Kosovo | XKX | OUT | No reported value | No reported value | 0.4 | No reported value | No reported value | No reported value | 0.22761 | 1870000 | 0 | 748 | 0 | 425.6215
Yemen, Rep. | YEM | Lower middle income | 0.3104 | 2014 | 0.001 | 2010 | 0.73 | 2014 | 0.10253 | 29826000 | 9257.9904 | 29.826 | 21772.98 | 3058.0908
South Africa | ZAF | Low income | 0.9101 | 2017 | 0.192 | 2004 | 3.5171 | 2017 | 0.010419 | 59309000 | 53977.1209 | 11387.328 | 208595.6839 | 617.9344
Zambia | ZMB | Lower middle income | 0.0913 | 2016 | 0.287 | 2008 | 0.8925 | 2016 | 0.053078 | 18384000 | 1678.4592 | 5276.208 | 16407.72 | 975.7859
Zimbabwe | ZWE | OUT | 0.0763 | 2014 | 0.4 | No reported value | 1.1546 | 2014 | 0.024586 | 14863000 | 1134.0469 | 5945.2 | 17160.8198 | 365.4241
Manual |  |  | 1.6483 |  | 0.40679 |  | 3.9915 |  | 0.22933 | 100000 | 164.8287 | 40.6786 | 399.1502 | 22.9329
100 |  |  | 1.6483 |  | 0.40679 |  | 3.9915 |  | 0.22933 | 100 | 0.16483 | 0.040679 | 0.39915 | 0.022933
1000 |  |  | 1.6483 |  | 0.40679 |  | 3.9915 |  | 0.22933 | 1000 | 1.6483 | 0.40679 | 3.9915 | 0.22933
10000 |  |  | 1.6483 |  | 0.40679 |  | 3.9915 |  | 0.22933 | 10000 | 16.4829 | 4.0679 | 39.915 | 2.2933
100000 |  |  | 1.6483 |  | 0.40679 |  | 3.9915 |  | 0.22933 | 100000 | 164.8287 | 40.6786 | 399.1502 | 22.9329
5.6398
Note on O8: ADMINISTRATOR: Community health workers, ILO 3253

## WB Physician Data
Physicians
Description: Physicians per 1,000 people by country by year. Note that most recent year of data varies by country.
Source: World Bank - World Development Indicators https://data.worldbank.org/indicator/SH.MED.PHYS.ZS
Last Updated Date | 2019-12-20
Country Name | Country Code | Indicator Name | Indicator Code | 1960 | 1961 | 1962 | 1963 | 1964 | 1965 | 1966 | 1967 | 1968 | 1969 | 1970 | 1971 | 1972 | 1973 | 1974 | 1975 | 1976 | 1977 | 1978 | 1979 | 1980 | 1981 | 1982 | 1983 | 1984 | 1985 | 1986 | 1987 | 1988 | 1989 | 1990 | 1991 | 1992 | 1993 | 1994 | 1995 | 1996 | 1997 | 1998 | 1999 | 2000 | 2001 | 2002 | 2003 | 2004 | 2005 | 2006 | 2007 | 2008 | 2009 | 2010 | 2011 | 2012 | 2013 | 2014 | 2015 | 2016 | 2017 | 2018 | 2019 | Latest Value | Latest year
Aruba | ABW | Physicians (per 1,000 people) | SH.MED.PHYS.ZS | 1995: 1.12 | 1.12 | 1995
Afghanistan | AFG | Physicians (per 1,000 people) | SH.MED.PHYS.ZS | 1960: 0.035; 1965: 0.063; 1970: 0.065; 1981: 0.077; 1986: 0.183; 1987: 0.179; 1989: 0.129; 1990: 0.109; 1993: 0.143; 1997: 0.11; 2001: 0.1957; 2006: 0.163; 2007: 0.1774; 2008: 0.1771; 2009: 0.2156; 2010: 0.2396; 2011: 0.2553; 2012: 0.245; 2013: 0.2894; 2014: 0.3039; 2015: 0.2907; 2016: 0.284 | 0.284 | 2016
Angola | AGO | Physicians (per 1,000 people) | SH.MED.PHYS.ZS | 1960: 0.067; 1965: 0.076; 1970: 0.116; 1984: 0.059; 1990: 0.042; 1997: 0.0584; 2004: 0.0618; 2009: 0.1311; 2017: 0.2149 | 0.2149 | 2017
Albania | ALB | Physicians (per 1,000 people) | SH.MED.PHYS.ZS | 1960: 0.276; 1965: 0.481; 1970: 0.739; 1971: 0.911; 1972: 0.845; 1977: 1.036; 1980: 1.367; 1983: 1.415; 1984: 1.407; 1985: 1.406; 1989: 1.403; 1990: 1.374; 1991: 1.47; 1992: 1.65; 1993: 1.425; 1995: 1.306; 1996: 1.354; 1997: 1.295; 1998: 1.289; 1999: 1.282; 2000: 1.389; 2002: 1.305; 2007: 1.146; 2009: 1.144; 2010: 1.2379; 2011: 1.2225; 2012: 1.2658; 2013: 1.2706; 2016: 1.1998 | 1.1998 | 2016
Andorra | AND | Physicians (per 1,000 people) | SH.MED.PHYS.ZS | 1995: 2.231; 1997: 2.435; 1998: 2.47; 1999: 2.594; 2000: 2.549; 2001: 2.594; 2003: 3.3333; 2006: 3.64; 2007: 3.716; 2009: 3.112; 2010: 4; 2015: 3.3333 | 3.3333 | 2003
Arab World | ARB | Physicians (per 1,000 people) | SH.MED.PHYS.ZS | 1990: 0.71886; 2000: 1.1251; 2015: 1.0973 | 1.0973 | 2015
United Arab Emirates | ARE | Physicians (per 1,000 people) | SH.MED.PHYS.ZS | 1970: 0.909; 1980: 1.068; 1984: 0.953; 2000: 1.7896; 2001: 1.969; 2002: 1.9865; 2003: 2.0596; 2004: 1.9086; 2005: 1.5222; 2006: 1.3445; 2007: 1.4343; 2008: 1.6869; 2009: 1.5674; 2010: 1.4675; 2011: 1.4824; 2012: 1.5167; 2013: 1.7783; 2014: 2.0268; 2015: 2.2373; 2016: 2.3944 | 2.3944 | 2016
Argentina | ARG | Physicians (per 1,000 people) | SH.MED.PHYS.ZS | 1960: 1.351; 1965: 1.667; 1970: 1.892; 1975: 1.869; 1984: 2.683; 1985: 2.705; 1986: 2.984; 1988: 3.032; 1990: 2.68; 1992: 2.6385; 1995: 2.68; 1998: 3.0021; 2001: 3.2311; 2004: 3.1662; 2005: 3.21; 2010: 3.21; 2013: 3.9066; 2017: 3.96 | 3.96 | 2017
Armenia | ARM | Physicians (per 1,000 people) | SH.MED.PHYS.ZS | 1980: 3.211; 1981: 3.278; 1982: 3.406; 1983: 3.454; 1984: 3.501; 1985: 3.577; 1986: 3.674; 1987: 3.736; 1988: 3.763; 1989: 3.881; 1990: 3.924; 1991: 3.701; 1992: 3.597; 1993: 3.345; 1994: 3.122; 1995: 3.042; 1996: 3.591; 1997: 3.156; 1998: 3.156; 1999: 3.051; 2000: 2.987; 2001: 3.526; 2003: 3.588; 2006: 3.7; 2007: 3.697; 2009: 2.677; 2010: 2.8419; 2011: 2.8686; 2012: 2.8991; 2013: 2.9072; 2014: 2.899 | 2.899 | 2014
American Samoa | ASM | Physicians (per 1,000 people) | SH.MED.PHYS.ZS | 1984: 0.772; 1999: 0.781 | 0.781 | 1999
Antigua and Barbuda | ATG | Physicians (per 1,000 people) | SH.MED.PHYS.ZS | 1960: 0.294; 1970: 0.349; 1990: 0.76; 1991: 0.919; 1993: 3.03; 1995: 0.76; 1996: 1.141; 1999: 0.1467; 2007: 1.5755; 2017: 2.7647 | 2.7647 | 2017
Australia | AUS | Physicians (per 1,000 people) | SH.MED.PHYS.ZS | 1961: 1.1; 1966: 1.2; 1971: 1.2; 1976: 1.5; 1981: 1.8; 1984: 1.8; 1985: 1.9; 1986: 2; 1987: 2.1; 1988: 2.1; 1989: 2.1; 1990: 2.2; 1991: 2.3; 1992: 2.4; 1993: 2.4; 1994: 2.4; 1995: 2.4; 1996: 2.5199; 1997: 2.4; 1998: 2.4; 1999: 2.4; 2000: 2.5; 2001: 2.4846; 2002: 2.5; 2006: 2.6765; 2009: 2.8888; 2010: 3.3481; 2011: 3.2963; 2012: 3.2976; 2013: 3.3882; 2014: 3.462; 2015: 3.5213; 2016: 3.5874 | 3.5874 | 2016
Austria | AUT | Physicians (per 1,000 people) | SH.MED.PHYS.ZS | 1.2 | 1.4 | 1.4 | 1.4 | 1.4 | 1.4 | 1.4 | 1.4 | 1.4 | 1.4 | 1.4 | 1.4 | 1.4 | 1.4 | 1.4 | 1.5 | 1.5 | 1.5 | 1.5 | 1.6 | 1.6 | 1.7 | 1.7 | 1.8 | 1.8 | 1.9 | 1.9 | 2 | 2.1 | 2.2 | 2.2 | 2.3 | 2.4 | 2.5 | 2.6 | 2.7 | 2.8 | 2.9 | 3.1 | 3.1 | 3.2 | 3.3 | 3.3 | 3.378 |  |  | 3.66 | 3.794 |  |  | 4.7688 | 4.8031 | 4.845 | 4.9316 | 4.9954 | 5.0701 | 5.1441 |  |  |  | 5.1441 | 2016
Azerbaijan | AZE | Physicians (per 1,000 people) | SH.MED.PHYS.ZS | 1980: 3.362; 1985: 3.799; 1986: 3.877; 1987: 3.906; 1988: 3.964; 1989: 3.99; 1990: 3.917; 1991: 3.916; 1992: 3.881; 1993: 3.928; 1994: 3.896; 1995: 3.925; 1996: 3.899; 1997: 3.831; 1998: 3.602; 1999: 3.521; 2000: 3.607; 2001: 3.536; 2003: 3.547; 2006: 3.63; 2007: 3.794; 2009: 3.782; 2010: 3.6629; 2011: 3.4375; 2012: 3.4901; 2013: 3.4558; 2014: 3.4466 | 3.4466 | 2014
Burundi | BDI | Physicians (per 1,000 people) | SH.MED.PHYS.ZS | 1960: 0.01; 1965: 0.017; 1970: 0.017; 1975: 0.012; 1984: 0.047; 1986: 0.058; 1990: 0.058; 1991: 0.059; 1993: 0.056; 1995: 0.055; 2000: 0.052; 2004: 0.0278; 2010: 0.0477; 2016: 0.05 | 0.05 | 2016
Belgium | BEL | Physicians (per 1,000 people) | SH.MED.PHYS.ZS | 1.3 | 1.3 | 1.4 | 1.4 | 1.4 | 1.5 | 1.5 | 1.5 | 1.6 | 1.6 |  | 1.5 | 1.6 | 1.7 | 1.8 | 1.9 | 1.9 | 2 | 2.1 | 2.2 | 2.3 | 2.4 | 2.5 | 2.8 | 2.7 | 2.8 | 2.9 | 3 | 3.1 | 3.2 | 3.3 | 3.3 | 3.4 | 3.4 | 3.5 | 3.5 | 3.6 | 3.7 | 3.7 | 3.8 | 3.9 | 3.9 | 3.9 |  |  | 2.0479 | 2.0957 |  |  |  | 2.9085 | 2.9222 | 2.9397 | 2.9592 | 2.9729 | 3.0138 | 3.3234 |  |  |  | 3.3234 | 2016
Benin | BEN | Physicians (per 1,000 people) | SH.MED.PHYS.ZS | 1960: 0.04; 1965: 0.03; 1970: 0.034; 1980: 0.059; 1981: 0.059; 1983: 0.075; 1985: 0.073; 1989: 0.071; 1990: 0.051; 1991: 0.042; 1992: 0.055; 1993: 0.057; 1994: 0.061; 1995: 0.058; 2004: 0.0401; 2008: 0.0623; 2010: 0.059; 2012: 0.1646; 2013: 0.1506; 2016: 0.1572 | 0.1572 | 2016
Burkina Faso | BFA | Physicians (per 1,000 people) | SH.MED.PHYS.ZS | 1960: 0.011; 1965: 0.014; 1970: 0.01; 1980: 0.018; 1981: 0.018; 1983: 0.018; 1986: 0.004; 1989: 0.029; 1995: 0.034; 1996: 0.035; 1997: 0.038; 2001: 0.04; 2004: 0.0543; 2006: 0.028; 2008: 0.0322; 2009: 0.0446; 2010: 0.0457; 2011: 0.0386; 2012: 0.0475; 2016: 0.06 | 0.06 | 2016
Bangladesh | BGD | Physicians (per 1,000 people) | SH.MED.PHYS.ZS | 1965: 0.123; 1970: 0.119; 1980: 0.12; 1985: 0.154; 1986: 0.144; 1990: 0.177; 1991: 0.188; 1995: 0.201; 1997: 0.2; 2001: 0.2423; 2003: 0.2631; 2004: 0.2723; 2005: 0.299; 2006: 0.307; 2007: 0.3193; 2008: 0.3317; 2009: 0.3438; 2010: 0.3526; 2011: 0.3724; 2012: 0.3879; 2013: 0.4089; 2014: 0.4737; 2015: 0.4709; 2016: 0.4822; 2017: 0.5268 | 0.5268 | 2017
Bulgaria | BGR | Physicians (per 1,000 people) | SH.MED.PHYS.ZS | 1.405 |  |  |  |  | 1.667 |  |  |  |  | 1.863 | 1.896 | 1.985 | 2.042 | 2.102 | 2.152 | 2.205 | 2.258 | 2.321 | 2.408 | 2.46 | 2.484 | 2.588 | 2.688 | 2.759 | 2.865 | 2.953 | 3.022 | 3.09 | 3.139 | 3.17 | 2.979 | 3.166 | 3.359 | 3.327 | 3.458 | 3.539 | 3.447 | 3.449 |  | 3.399 |  |  | 3.562 |  |  | 3.66 | 3.665 | 3.635 |  | 3.7764 | 3.8585 | 3.9121 | 3.9761 | 3.9879 | [5 empty] | 3.9879 | 2014
Bahrain | BHR | Physicians (per 1,000 people) | SH.MED.PHYS.ZS | 1960: 0.45; 1970: 0.429; 1980: 1.087; 1985: 1.219; 1991: 1.315; 1993: 0.11; 1997: 1; 2000: 1.0202; 2001: 1.0636; 2002: 1.0774; 2003: 1.0479; 2004: 0.9677; 2005: 1.0436; 2006: 1.0142; 2007: 1.0155; 2008: 0.9896; 2009: 0.9696; 2010: 0.9493; 2011: 0.945; 2012: 0.9568; 2013: 0.9533; 2014: 0.957; 2015: 0.9257 | 0.9257 | 2015
Bahamas, The | BHS | Physicians (per 1,000 people) | SH.MED.PHYS.ZS | 1960: 0.496; 1970: 0.76; 1980: 0.938; 1984: 0.943; 1990: 1.29; 1993: 1.446; 1995: 1.49; 1996: 1.518; 1998: 1.0755; 2008: 2.7158; 2011: 2.264; 2017: 1.9373 | 1.9373 | 2017
Bosnia and Herzegovina | BIH | Physicians (per 1,000 people) | SH.MED.PHYS.ZS | 1980: 1.033; 1981: 1.089; 1982: 1.17; 1983: 1.207; 1984: 1.28; 1985: 1.362; 1986: 1.419; 1987: 1.485; 1988: 1.52; 1989: 1.557; 1990: 1.57; 1991: 1.555; 1998: 1.427; 1999: 1.401; 2000: 1.422; 2001: 1.338; 2003: 1.34; 2005: 1.418; 2009: 1.65; 2010: 1.7907; 2011: 1.8653; 2012: 1.9259; 2013: 2.0003 | 2.0003 | 2013
Belarus | BLR | Physicians (per 1,000 people) | SH.MED.PHYS.ZS | 1980: 2.962; 1985: 3.329; 1986: 3.375; 1987: 3.445; 1988: 3.512; 1989: 3.576; 1990: 3.56; 1991: 3.576; 1992: 3.638; 1993: 4.076; 1994: 4.142; 1995: 4.155; 1996: 4.286; 1997: 4.365; 1998: 4.431; 1999: 4.551; 2000: 4.579; 2001: 4.497; 2002: 4.526; 2003: 4.55; 2004: 4.622; 2005: 4.68; 2006: 4.78; 2007: 4.869; 2008: 4.98; 2009: 3.702; 2010: 3.5179; 2011: 3.7953; 2012: 3.8809; 2013: 3.9331; 2014: 4.0772 | 4.0772 | 2014
Belize | BLZ | Physicians (per 1,000 people) | SH.MED.PHYS.ZS | 1960: 0.242; 1970: 0.342; 1984: 0.272; 1986: 0.451; 1988: 0.472; 1990: 0.639; 1993: 0.493; 1995: 0.6; 1996: 0.548; 2000: 1.015; 2009: 0.7678; 2010: 0.828; 2012: 1.1494; 2017: 1.1262 | 1.1262 | 2017
Bermuda | BMU | Physicians (per 1,000 people) | SH.MED.PHYS.ZS | 1995: 1.2; 1997: 1.766 | 1.766 | 1997
Bolivia | BOL | Physicians (per 1,000 people) | SH.MED.PHYS.ZS | 1960: 0.267; 1965: 0.311; 1970: 0.509; 1975: 0.49; 1981: 0.523; 1984: 0.697; 1990: 0.45; 1993: 0.426; 1995: 0.34; 1997: 1.299; 2001: 1.2157; 2007: 0.3358; 2010: 0.4442; 2011: 0.4734; 2016: 1.6111 | 1.6111 | 2016
Brazil | BRA | Physicians (per 1,000 people) | SH.MED.PHYS.ZS | 1960: 0.374; 1965: 0.4; 1970: 0.492; 1975: 0.624; 1981: 0.767; 1984: 0.927; 1985: 1.467; 1988: 1.185; 1990: 1.0839; 1991: 0.998; 1992: 1.1377; 1993: 1.1651; 1994: 1.1932; 1995: 1.2229; 1996: 1.2532; 1997: 1.2885; 1998: 1.273; 1999: 1.3699; 2000: 1.1304; 2001: 1.3852; 2002: 1.4133; 2003: 1.4696; 2004: 1.5807; 2005: 1.6592; 2006: 1.6931; 2007: 1.7225; 2008: 1.7714; 2009: 1.8077; 2010: 1.8039; 2011: 1.8382; 2013: 1.8693; 2017: 2.1502; 2018: 2.1499 | 2.1499 | 2018
Barbados | BRB | Physicians (per 1,000 people) | SH.MED.PHYS.ZS | 1960: 0.329; 1970: 0.523; 1984: 0.891; 1990: 1.14; 1993: 1.254; 1995: 1.3509; 1999: 1.21; 2000: 1.3529; 2001: 1.5515; 2005: 1.7847; 2010: 1.811; 2017: 2.4886 | 2.4886 | 2017
Brunei Darussalam | BRN | Physicians (per 1,000 people) | SH.MED.PHYS.ZS | 1960: 0.146; 1970: 0.3; 1980: 0.435; 1981: 0.487; 1984: 0.534; 1991: 0.746; 1996: 0.848; 2000: 1.0084; 2002: 1.1531; 2004: 1.2879; 2005: 1.0679; 2006: 1.0775; 2007: 1.0483; 2008: 1.4869; 2009: 1.1595; 2010: 1.4484; 2011: 1.5431; 2012: 1.4911; 2013: 1.617; 2014: 1.5035; 2015: 1.7701 | 1.7701 | 2015
Bhutan | BTN | Physicians (per 1,000 people) | SH.MED.PHYS.ZS | 1981: 0.125; 1982: 0.102; 1990: 0.333; 1994: 0.17; 1995: 0.16; 1999: 0.051; 2004: 0.1843; 2007: 0.2096; 2008: 0.2439; 2010: 0.023; 2012: 0.2576; 2013: 0.2654; 2014: 0.3142; 2015: 0.3188; 2016: 0.3748; 2017: 0.3715 | 0.3715 | 2017
Botswana | BWA | Physicians (per 1,000 people) | SH.MED.PHYS.ZS | 1960: 0.042; 1965: 0.036; 1970: 0.064; 1975: 0.133; 1980: 0.123; 1981: 0.134; 1983: 0.144; 1988: 0.2; 1989: 0.194; 1993: 0.194; 1994: 0.238; 1998: 0.254; 1999: 0.2983; 2000: 0.2887; 2001: 0.2906; 2002: 0.3011; 2003: 0.2915; 2004: 0.3909; 2005: 0.2511; 2006: 0.3137; 2007: 0.3704; 2008: 0.3679; 2009: 0.35; 2010: 0.4065; 2011: 0.3993; 2012: 0.392; 2016: 0.3688 | 0.3688 | 2016
Central African Republic | CAF | Physicians (per 1,000 people) | SH.MED.PHYS.ZS | 1960: 0.02; 1965: 0.03; 1970: 0.023; 1980: 0.043; 1981: 0.044; 1982: 0.043; 1989: 0.039; 1990: 0.038; 1993: 0.055; 1995: 0.035; 2004: 0.0816; 2008: 0.0398; 2009: 0.0465; 2015: 0.0629 | 0.0629 | 2015
Canada | CAN | Physicians (per 1,000 people) | SH.MED.PHYS.ZS |  | 1.1 | 1.2 | 1.3 | 1.3 | 1.3 | 1.3 | 1.3 | 1.3 | 1.4 | 1.4 | 1.5 | 1.6 | 1.6 | 1.6 | 1.7 | 1.7 | 1.7 | 1.8 | 1.8 | 1.8 | 1.8 | 1.9 | 1.9 | 1.9 | 2 | 2 | 2.1 | 2.1 | 2.1 | 2.1 | 2.1 | 2.1 | 2.2 | 2.1 | 2.1 | 2.1 | 2.1 | 1.8611 | 2.1 |  | 1.8871 | 1.8969 |  | 1.8971 |  | 1.9086 |  | 1.959 |  | 2.0384 |  | 2.3962 | 2.4509 | 2.4961 | 2.5388 | 2.5668 | 2.6102 |  |  | 2.6102 | 2017
Central Europe and the Baltics | CEB | Physicians (per 1,000 people) | SH.MED.PHYS.ZS | 1990: 2.4399; 2000: 2.6361; 2015: 2.8807 | 2.8807 | 2015
Switzerland | CHE | Physicians (per 1,000 people) | SH.MED.PHYS.ZS | 1.4 | 1.4 | 1.4 | 1.4 | 1.4 | 1.4 | 1.4 | 1.4 | 1.4 | 1.5 | 1.5 | 1.6 | 1.6 | 1.7 | 1.8 | 1.9 | 2 | 2.1 | 2.2 | 2.4 | 2.5 | 2.6 | 2.6 | 2.6 | 2.6 | 2.7 | 2.8 | 2.9 | 3 | 2.9 | 3 | 3 | 3 | 3.1 | 3.1 | 3.2 | 3.2 | 3.3 | 3.3 | 3.4 | 3.5 | 3.5 | 3.615 |  |  |  | 3.97 |  |  |  | 3.8053 | 3.8241 | 3.8987 | 4.0185 | 4.1053 | 4.1782 | 4.2363 |  |  |  | 4.2363 | 2016
Channel Islands | CHI | Physicians (per 1,000 people) | SH.MED.PHYS.ZS | 1960: 1.019; 1970: 1.2; 1980: 1.457; 1981: 1.522 | 1.522 | 1981
Chile | CHL | Physicians (per 1,000 people) | SH.MED.PHYS.ZS | 1960: 0.559; 1965: 0.473; 1970: 0.463; 1979: 0.516; 1984: 0.817; 1990: 1.1; 1991: 1.066; 1992: 0.9985; 1994: 1.103; 1995: 1.08; 1998: 1.153; 2002: 0.8956; 2003: 0.9496; 2004: 0.9867; 2005: 0.9825; 2006: 1.0427; 2007: 1.0389; 2008: 1.0418; 2009: 1.0328; 2016: 1.08 | 1.08 | 1995
China | CHN | Physicians (per 1,000 people) | SH.MED.PHYS.ZS | [5 empty] | 1.07 | 0.96 | 0.94 | 0.91 | 0.88 | 0.86 | 0.85 | 0.86 | 0.89 | 0.92 | 0.96 | 1 | 1.03 |  | 1.12 |  | 1.25 | 1.3 | 1.32 | 1.33 |  | 1.35 | 1.37 | 1.47 | 1.54 | 1.1056 | 1.55 | 1.55 | 1.55 | 1.58 | 1.1672 | 1.174 | 1.1892 | 1.1881 | 1.2177 | 1.2426 | 1.055 | 1.1208 | [6 empty] | 1.4015 | 1.4627 | 1.4733 | 1.5467 | 1.6438 | 1.6989 | 1.7855 |  |  |  |  | 1.7855 | 2015
Cote d'Ivoire | CIV | Physicians (per 1,000 people) | SH.MED.PHYS.ZS | 1960: 0.033; 1965: 0.048; 1970: 0.064; 1985: 0.071; 1990: 0.088; 1996: 0.09; 2004: 0.1156; 2005: 0.0926; 2008: 0.1408; 2010: 0.144; 2011: 0.1541; 2014: 0.2326 | 0.2326 | 2014
Cameroon | CMR | Physicians (per 1,000 people) | SH.MED.PHYS.ZS | 1960: 0.034; 1965: 0.037; 1970: 0.034; 1975: 0.072; 1979: 0.071; 1989: 0.084; 1990: 0.082; 1992: 0.084; 1993: 0.073; 1996: 0.074; 2004: 0.1842; 2005: 0.0602; 2007: 0.0717; 2009: 0.0693; 2010: 0.0857; 2011: 0.0898 | 0.0898 | 2011
Congo, Dem. Rep. | COD | Physicians (per 1,000 people) | SH.MED.PHYS.ZS | 1960: 0.015; 1965: 0.028; 1970: 0.035; 1975: 0.036; 1979: 0.073; 1987: 0.075; 1990: 0.066; 1996: 0.069; 2004: 0.107; 2009: 0.0934; 2013: 0.09 | 0.09 | 2013
Congo, Rep. | COG | Physicians (per 1,000 people) | SH.MED.PHYS.ZS | 1960: 0.06; 1965: 0.068; 1970: 0.101; 1978: 0.174; 1982: 0.119; 1985: 0.252; 1986: 0.252; 1990: 0.276; 1995: 0.251; 1998: 0.7069; 2004: 0.2097; 2006: 0.2035; 2007: 0.1008; 2010: 0.095; 2011: 0.1159 | 0.1159 | 2011
Colombia | COL | Physicians (per 1,000 people) | SH.MED.PHYS.ZS | 1960: 0.354; 1965: 0.377; 1970: 0.42; 1977: 0.478; 1990: 0.9799; 1991: 1.026; 1992: 1.0704; 1993: 1.1119; 1994: 1.1403; 1996: 1.1992; 1997: 1.233; 1998: 1.2677; 1999: 1.3003; 2002: 1.4135; 2005: 1.451; 2006: 1.4742; 2007: 1.4974; 2008: 1.5206; 2009: 1.5438; 2010: 1.5676; 2011: 1.6694; 2012: 1.74; 2013: 1.8064; 2014: 1.8214; 2015: 1.9379; 2016: 2.0036; 2017: 2.0835 | 2.0835 | 2017
Comoros | COM | Physicians (per 1,000 people) | SH.MED.PHYS.ZS | 1984: 0.084; 1988: 0.163; 1990: 0.113; 1992: 0.127; 1997: 0.074; 2004: 0.1926; 2005: 0.1897; 2009: 0.1901; 2012: 0.1699 | 0.1699 | 2012
Cabo Verde | CPV | Physicians (per 1,000 people) | SH.MED.PHYS.ZS | 1960: 0.077; 1970: 0.082; 1980: 0.176; 1983: 0.2; 1986: 0.329; 1988: 0.342; 1992: 0.234; 1996: 0.171; 2004: 0.493; 2009: 0.505; 2010: 0.5812; 2011: 0.5747; 2012: 0.5058; 2013: 0.5922; 2015: 0.7694 | 0.7694 | 2015
Costa Rica | CRI | Physicians (per 1,000 people) | SH.MED.PHYS.ZS | 1960: 0.391; 1965: 0.517; 1970: 0.614; 1979: 0.679; 1984: 0.99; 1987: 0.968; 1988: 0.881; 1990: 1.26; 1993: 0.883; 1994: 0.845; 1995: 0.854; 1996: 0.864; 1997: 0.872; 1998: 0.901; 1999: 1.719; 2000: 1.3257; 2013: 1.1497 | 1.1497 | 2013
Caribbean small states | CSS | Physicians (per 1,000 people) | SH.MED.PHYS.ZS | 1990: 0.61407; 2015: 1.5686 | 1.5686 | 2015
Cuba | CUB | Physicians (per 1,000 people) | SH.MED.PHYS.ZS | 1960: 0.946; 1965: 0.876; 1970: 0.822; 1981: 1.388; 1984: 1.886; 1988: 3; 1990: 3.6562; 1991: 3.9981; 1992: 4.3658; 1993: 4.729; 1994: 4.9827; 1995: 5.2114; 1996: 5.4857; 1997: 5.6859; 1998: 5.7377; 1999: 5.8383; 2000: 5.9186; 2001: 5.929; 2002: 5.9796; 2003: 6.0487; 2004: 6.1874; 2005: 6.2559; 2006: 6.3286; 2007: 6.4064; 2008: 6.5918; 2009: 6.6157; 2010: 6.7507; 2011: 6.9242; 2012: 7.2099; 2013: 7.3341; 2014: 7.4794; 2017: 8.19 | 8.19 | 2017
Curacao | CUW | Physicians (per 1,000 people) | SH.MED.PHYS.ZS | [60 empty] | No reported value | No reported value
Cayman Islands | CYM | Physicians (per 1,000 people) | SH.MED.PHYS.ZS | 1990: 1.7; 1995: 1.7; 1997: 1.939 | 1.939 | 1997
Cyprus | CYP | Physicians (per 1,000 people) | SH.MED.PHYS.ZS | 1981: 0.973; 1986: 1.393; 1987: 1.38; 1990: 1.564; 1995: 1.8787; 1996: 2.55; 1999: 2.119; 2007: 2.0147; 2008: 2.0507; 2009: 2.1064; 2010: 2.1562; 2011: 2.2484; 2012: 2.2958; 2013: 2.4076; 2014: 2.4993; 2016: 1.9511 | 1.9511 | 2016
Czech Republic | CZE | Physicians (per 1,000 people) | SH.MED.PHYS.ZS | [10 empty] | 1.8 | 1.9 | 1.9 | 1.9 | 2 | 2 | 2.1 | 2.1 | 2.1 | 2.2 | 2.3 | 2.3 | 2.4 | 2.5 | 2.5 | 2.6 | 2.6 | 2.6 | 2.7 | 2.7 | 2.7 | 2.7 | 2.7 | 2.9 | 2.9 | 3 | 3 | 3.1 | 3 | 3.1 | 3.4 | 3.4 | 3.5 | 3.513 |  |  | 3.58 | 3.61 | 3.625 |  | 3.5744 | 3.6117 | 3.6483 | 3.66 |  |  | 4.314 |  |  |  | 4.314 | 2016
Germany | DEU | Physicians (per 1,000 people) | SH.MED.PHYS.ZS | 1991: 2.8; 1992: 2.8; 1993: 2.9; 1994: 3; 1995: 3.1; 1996: 3.1; 1997: 3.1; 1998: 3.2; 1999: 3.2; 2000: 3.3; 2001: 3.3; 2002: 3.3; 2003: 3.369; 2006: 3.44; 2007: 3.483; 2008: 3.531; 2010: 3.7536; 2011: 3.8454; 2012: 3.9152; 2013: 4.0043; 2014: 4.0827; 2015: 4.1383; 2016: 4.2087 | 4.2087 | 2016
Djibouti | DJI | Physicians (per 1,000 people) | SH.MED.PHYS.ZS | 1960: 0.157; 1970: 0.284; 1981: 0.224; 1984: 0.238; 1990: 0.162; 1995: 0.191; 1996: 0.14; 1999: 0.1328; 2004: 0.1674; 2005: 0.1788; 2006: 0.2324; 2010: 0.229; 2014: 0.2203 | 0.2203 | 2014
Dominica | DMA | Physicians (per 1,000 people) | SH.MED.PHYS.ZS | 1960: 0.133; 1970: 0.161; 1984: 0.339; 1990: 0.46; 1991: 0.528; 1995: 0.47; 1996: 0.493; 1997: 0.5367; 2001: 1.7791; 2017: 1.0825 | 1.0825 | 2017
Denmark | DNK | Physicians (per 1,000 people) | SH.MED.PHYS.ZS | 1980: 1.8; 1981: 1.8; 1982: 2; 1983: 2.1; 1984: 2.3; 1985: 2.3; 1986: 2.3; 1987: 2.3; 1988: 2.4; 1989: 2.5; 1990: 2.5; 1991: 2.4; 1992: 2.6; 1993: 2.6; 1994: 2.8979; 1995: 2.9033; 1996: 2.6; 1997: 2.9159; 1998: 2.8; 2001: 3.658; 2002: 2.925; 2003: 2.9983; 2004: 3.0427; 2005: 3.2001; 2006: 3.163; 2007: 3.419; 2008: 3.3935; 2009: 3.4013; 2010: 3.5791; 2011: 3.6184; 2012: 3.6461; 2013: 3.6395; 2014: 3.644; 2015: 3.6743; 2016: 4.4567 | 4.4567 | 2016
Dominican Republic | DOM | Physicians (per 1,000 people) | SH.MED.PHYS.ZS | 1960: 0.121; 1965: 0.588; 1975: 0.435; 1984: 0.564; 1988: 1.074; 1990: 1.49; 1993: 1.054; 1995: 1.5; 1997: 2.156; 2000: 1.8301; 2008: 1.0777; 2011: 1.4943; 2017: 1.56 | 1.56 | 2017
Algeria | DZA | Physicians (per 1,000 people) | SH.MED.PHYS.ZS | 1960: 0.173; 1965: 0.116; 1970: 0.123; 1979: 0.38; 1984: 0.427; 1988: 0.429; 1990: 0.942; 1993: 0.821; 1995: 0.846; 1998: 1; 2002: 1.1054; 2005: 1.0199; 2007: 1.1912; 2010: 1.207; 2016: 1.83 | 1.83 | 2016
East Asia & Pacific (excluding high income) | EAP | Physicians (per 1,000 people) | SH.MED.PHYS.ZS | 1990: 0.85059; 2000: 1.0065; 2015: 1.4761 | 1.4761 | 2015
Early-demographic dividend | EAR | Physicians (per 1,000 people) | SH.MED.PHYS.ZS | 1990: 0.87326; 2000: 0.75437; 2015: 0.94011 | 0.94011 | 2015
East Asia & Pacific | EAS | Physicians (per 1,000 people) | SH.MED.PHYS.ZS | 1990: 0.92616; 2000: 1.0948; 2015: 1.5768 | 1.5768 | 2015
Europe & Central Asia (excluding high income) | ECA | Physicians (per 1,000 people) | SH.MED.PHYS.ZS | 1990: 3.3385; 2000: 3.1659; 2015: 3.0453 | 3.0453 | 2015
Europe & Central Asia | ECS | Physicians (per 1,000 people) | SH.MED.PHYS.ZS | 1990: 3.0138; 2000: 3.204; 2015: 3.3729 | 3.3729 | 2015
Ecuador | ECU | Physicians (per 1,000 people) | SH.MED.PHYS.ZS | 1960: 0.396; 1965: 0.335; 1970: 0.348; 1975: 0.351; 1977: 0.637; 1990: 0.9576; 1991: 1.1667; 1992: 1.2006; 1993: 1.1094; 1994: 1.2746; 1995: 1.2474; 1996: 1.3171; 1997: 1.3305; 1998: 1.3167; 1999: 1.3772; 2000: 1.4519; 2001: 1.5513; 2002: 1.5753; 2003: 1.5064; 2009: 1.6073; 2010: 2.1219; 2011: 1.6654; 2015: 2.0734; 2016: 2.05 | 2.05 | 2016
Egypt, Arab Rep. | EGY | Physicians (per 1,000 people) | SH.MED.PHYS.ZS | 1960: 0.391; 1965: 0.435; 1970: 0.527; 1975: 0.536; 1980: 1.065; 1981: 1.364; 1982: 1.365; 1986: 1.304; 1990: 0.76; 1994: 1.84; 1996: 2.02; 1997: 1.6; 2000: 2.118; 2003: 0.5202; 2005: 2.401; 2007: 2.604; 2009: 2.804; 2010: 2.83; 2014: 0.794; 2015: 0.81; 2016: 0.8107; 2017: 0.7902 | 0.7902 | 2017
Euro area | EMU | Physicians (per 1,000 people) | SH.MED.PHYS.ZS | 1990: 3.0348; 2000: 3.6856; 2015: 3.8478 | 3.8478 | 2015
Eritrea | ERI | Physicians (per 1,000 people) | SH.MED.PHYS.ZS | 1993: 0.019; 1996: 0.03; 2004: 0.0557 | 0.0557 | 2004
Spain | ESP | Physicians (per 1,000 people) | SH.MED.PHYS.ZS | 1990: 3.7836; 1991: 3.8907; 1992: 3.9503; 1993: 4.0186; 1994: 4.0762; 1995: 4.0774; 1996: 4.138; 1997: 4.1922; 1998: 4.2562; 1999: 4.3147; 2000: 4.3769; 2001: 4.3587; 2002: 4.4279; 2003: 4.4701; 2004: 4.4904; 2005: 4.5211; 2006: 4.5408; 2007: 4.5843; 2008: 4.6519; 2009: 4.7128; 2010: 3.7409; 2011: 3.8216; 2012: 3.8165; 2013: 3.8046; 2014: 3.7975; 2015: 3.8493; 2016: 4.0691 | 4.0691 | 2016
Estonia | EST | Physicians (per 1,000 people) | SH.MED.PHYS.ZS | 1980: 2.938; 1985: 3.35; 1986: 3.408; 1987: 3.484; 1988: 3.485; 1989: 3.49; 1990: 3.504; 1991: 3.536; 1992: 3.264; 1993: 3.207; 1994: 3.2; 1995: 3.191; 1996: 3.148; 1997: 3.114; 1998: 3.11; 1999: 3.206; 2000: 4.3728; 2001: 3.16; 2006: 3.33; 2008: 3.409; 2010: 3.2422; 2011: 3.2912; 2012: 3.278; 2013: 3.3255; 2014: 3.3101; 2015: 3.4152; 2016: 3.4651 | 3.4651 | 2016
Ethiopia | ETH | Physicians (per 1,000 people) | SH.MED.PHYS.ZS | 1960: 0.009; 1965: 0.014; 1970: 0.012; 1975: 0.012; 1980: 0.011; 1981: 0.011; 1984: 0.013; 1988: 0.031; 1994: 0.029; 1996: 0.025; 1997: 0.023; 1998: 0.021; 1999: 0.02; 2000: 0.021; 2001: 0.028; 2002: 0.029; 2003: 0.0267; 2004: 0.0267; 2005: 0.032; 2006: 0.0268; 2007: 0.0223; 2008: 0.0251; 2009: 0.0252; 2010: 0.022; 2017: 0.1 | 0.1 | 2017
European Union | EUU | Physicians (per 1,000 people) | SH.MED.PHYS.ZS | 1990: 2.6607; 2000: 3.1704; 2015: 3.5742 | 3.5742 | 2015
Fragile and conflict affected situations | FCS | Physicians (per 1,000 people) | SH.MED.PHYS.ZS | 1990: 0.19575; 2000: 0.35427; 2015: 0.39974 | 0.39974 | 2015
Finland | FIN | Physicians (per 1,000 people) | SH.MED.PHYS.ZS | 1990: 2; 1991: 2; 1992: 2.1; 1993: 2.1; 1994: 2.2; 1995: 2.2; 1996: 2.3; 1997: 2.4; 1998: 2.4; 1999: 2.5; 2000: 2.6; 2001: 2.6; 2002: 3.1546; 2003: 2.6; 2006: 3.3; 2007: 3.319; 2008: 2.735; 2009: 2.8795; 2010: 2.9874; 2011: 2.9856; 2012: 3.0693; 2013: 3.1483; 2014: 3.2073; 2016: 3.808 | 3.808 | 2016
Fiji | FJI | Physicians (per 1,000 people) | SH.MED.PHYS.ZS | 1960: 0.495; 1970: 0.471; 1975: 0.476; 1980: 0.448; 1982: 0.494; 1989: 0.358; 1992: 0.472; 1994: 0.376; 1997: 0.476; 1998: 0.357; 1999: 0.336; 2003: 0.4653; 2008: 0.3996; 2009: 0.4366; 2010: 0.426; 2013: 0.8025; 2015: 0.8374 | 0.8374 | 2015
France | FRA | Physicians (per 1,000 people) | SH.MED.PHYS.ZS | 1970: 1.2; 1971: 1.3; 1972: 1.3; 1973: 1.4; 1974: 1.4; 1975: 1.5; 1976: 1.5; 1977: 1.6; 1978: 1.7; 1979: 1.8; 1980: 1.9; 1981: 2; 1982: 2.1; 1983: 2.1; 1984: 2.5; 1985: 2.7; 1986: 2.8; 1987: 2.8; 1988: 2.9; 1989: 3; 1990: 3.1; 1991: 3.0662; 1996: 3.2222; 2007: 3.6746; 2011: 3.1561; 2012: 3.1711; 2013: 3.1835; 2014: 3.2117; 2015: 3.2237; 2016: 3.2349 | 3.2349 | 2016
Faroe Islands | FRO | Physicians (per 1,000 people) | SH.MED.PHYS.ZS | [60 empty] | No reported value | No reported value
Micronesia, Fed. Sts. | FSM | Physicians (per 1,000 people) | SH.MED.PHYS.ZS | 1993: 0.451; 1999: 0.573; 2000: 0.5959; 2003: 0.5618; 2005: 0.5838; 2008: 0.6124; 2009: 0.1923; 2010: 0.177 | 0.177 | 2010
Gabon | GAB | Physicians (per 1,000 people) | SH.MED.PHYS.ZS | 1960: 0.117; 1970: 0.191; 1981: 0.457; 1983: 0.433; 1985: 0.518; 1988: 0.246; 1989: 0.494; 1991: 0.1932; 1993: 0.2181; 1994: 0.2616; 1995: 0.2956; 2004: 0.2895; 2016: 0.3611 | 0.3611 | 2016
United Kingdom | GBR | Physicians (per 1,000 people) | SH.MED.PHYS.ZS | 0.8 | 0.9 | 0.9 | 0.9 | 0.9 | 0.9 | 0.9 | 0.9 | 0.9 | 0.9 | 0.9 | 1 | 1 | 1.1 | 1.1 | 1.1 | 1.2 | 1.2 | 1.2 | 1.3 | 1.3 | 1.3 | 1.3 | 1.4 | 1.4 | 1.4 | 1.4 | 1.5 | 1.5 | 1.5 | 1.6 | 1.6 | 1.6 | 1.7 | 1.7 | 1.7 | 1.8 | 2.2905 | 1.9 | 1.9 | 1.9 | 2 | 2.3 | 2.2 | [6 empty] | 2.6724 | 2.7176 | 2.7279 | 2.7485 | 2.7769 | 2.778 | 2.7959 | 2.8058 |  |  | 2.8058 | 2017
Georgia | GEO | Physicians (per 1,000 people) | SH.MED.PHYS.ZS | [10 empty] | 3.2 | 3.3 | 3.32 | 3.4 | 3.475 | 3.63 | 3.72 | 3.81 | 3.95 | 4 | 4.123 | 4.212 | 4.319 | 4.333 | 4.471 | 4.611 | 4.699 | 4.808 | 4.868 | 4.971 | 4.926 | 4.898 | 4.726 | 5.003 | 4.899 | 4.792 | 4.457 | 5.192 | 5.042 | 3.768 | 4.731 | 4.295 | 3.907 | 4.089 |  |  | 4.65 | 4.538 | 4.6661 | 4.8065 | 4.3073 | 4.4029 | 4.4392 | 4.5177 | 4.8267 | 5.0976 |  |  |  |  | 5.0976 | 2015
Ghana | GHA | Physicians (per 1,000 people) | SH.MED.PHYS.ZS | 1960: 0.047; 1965: 0.073; 1970: 0.078; 1975: 0.078; 1984: 0.067; 1987: 0.049; 1989: 0.043; 1996: 0.062; 2002: 0.09; 2004: 0.1544; 2007: 0.0733; 2008: 0.111; 2009: 0.085; 2010: 0.0949; 2013: 0.1686; 2016: 0.1283; 2017: 0.18 | 0.18 | 2017
Gibraltar | GIB | Physicians (per 1,000 people) | SH.MED.PHYS.ZS | [60 empty] | No reported value | No reported value
Guinea | GIN | Physicians (per 1,000 people) | SH.MED.PHYS.ZS | 1960: 0.036; 1965: 0.022; 1970: 0.02; 1981: 0.022; 1982: 0.022; 1985: 0.026; 1990: 0.134; 1994: 0.152; 1995: 0.13; 2000: 0.0867; 2004: 0.104; 2005: 0.0971; 2010: 0.1; 2016: 0.0788 | 0.0788 | 2016
Gambia, The | GMB | Physicians (per 1,000 people) | SH.MED.PHYS.ZS | 1960: 0.043; 1970: 0.041; 1975: 0.04; 1985: 0.081; 1993: 0.016; 1997: 0.035; 2003: 0.1152; 2004: 0.1187; 2005: 0.1149; 2006: 0.1174; 2007: 0.1033; 2008: 0.1102; 2010: 0.038; 2015: 0.1077 | 0.1077 | 2015
Guinea-Bissau | GNB | Physicians (per 1,000 people) | SH.MED.PHYS.ZS | 1960: 0.045; 1970: 0.052; 1980: 0.141; 1985: 0.144; 1994: 0.177; 1996: 0.166; 2004: 0.1392; 2008: 0.0527; 2009: 0.0817; 2010: 0.045; 2011: 0.0626; 2015: 0.2 | 0.2 | 2015
Equatorial Guinea | GNQ | Physicians (per 1,000 people) | SH.MED.PHYS.ZS | 1960: 0.167; 1970: 0.086; 1990: 0.281; 1995: 0.208; 1996: 0.246; 2004: 0.2111; 2017: 0.4 | 0.4 | 2017
Greece | GRC | Physicians (per 1,000 people) | SH.MED.PHYS.ZS | 1.3 | 1.2 | 1.3 | 1.3 | 1.4 | 1.4 | 1.4 | 1.5 | 1.5 | 1.6 | 1.6 | 1.7 | 1.7 | 1.9 | 2 | 2 | 2.1 | 2.2 | 2.3 | 2.3 | 2.4 | 2.5 | 2.6 | 2.8 | 2.9 | 2.9 | 3.1 | 3.3 | 3.2 | 3.3 | 3.4 | 3.6 | 3.7 | 3.8 | 3.8 | 3.9 | 3.9 | 4 | 4.1 | 4.2 | 4.3 | 4.38 |  |  |  | 5 | 5.35 |  | 6.043 |  | 6.0515 | 6.0786 | 6.0831 | 6.0846 | 6.1082 |  | 4.592 |  |  |  | 4.592 | 2016
Grenada | GRD | Physicians (per 1,000 people) | SH.MED.PHYS.ZS | 1960: 0.222; 1970: 0.346; 1984: 0.49; 1988: 0.553; 1990: 0.5; 1993: 0.578; 1995: 0.65; 1997: 0.4055; 1999: 0.5819; 2000: 0.5709; 2001: 0.5697; 2002: 0.5681; 2003: 0.5664; 2006: 0.668; 2017: 1.4471 | 1.4471 | 2017
Greenland | GRL | Physicians (per 1,000 people) | SH.MED.PHYS.ZS | 1960: 1.169; 1970: 0.905; 1980: 1.135 | 1.135 | 1980
Guatemala | GTM | Physicians (per 1,000 people) | SH.MED.PHYS.ZS | 1960: 0.184; 1965: 0.271; 1970: 0.274; 1984: 0.47; 1988: 0.26; 1990: 0.78; 1993: 0.25; 1995: 1.1; 1997: 0.933; 1999: 0.8751; 2009: 0.9039; 2018: 0.355 | 0.355 | 2018
Guam | GUM | Physicians (per 1,000 people) | SH.MED.PHYS.ZS | 1986: 1.187; 1999: 1.084 | 1.084 | 1999
Guyana | GUY | Physicians (per 1,000 people) | SH.MED.PHYS.ZS | 1960: 0.255; 1970: 0.235; 1975: 0.249; 1984: 0.165; 1985: 0.168; 1990: 0.17; 1993: 0.112; 1995: 0.33; 1997: 0.181; 2000: 0.4859; 2009: 0.2159; 2010: 0.6898; 2018: 0.799 | 0.799 | 2018
High income | HIC | Physicians (per 1,000 people) | SH.MED.PHYS.ZS | 1990: 2.1118; 2000: 2.6253; 2015: 3.0035 | 3.0035 | 2015
Hong Kong SAR, China | HKG | Physicians (per 1,000 people) | SH.MED.PHYS.ZS | 1960: 0.327; 1965: 0.396; 1970: 0.663; 1975: 0.672; 1980: 0.826; 1986: 0.932; 1993: 1.204; 1994: 1.271; 1995: 1.319 | 1.319 | 1995
Honduras | HND | Physicians (per 1,000 people) | SH.MED.PHYS.ZS | 1960: 0.081; 1965: 0.19; 1970: 0.269; 1975: 0.269; 1979: 0.331; 1981: 0.332; 1984: 0.691; 1988: 0.829; 1990: 0.7; 1991: 0.411; 1995: 0.65; 1997: 0.832; 2000: 0.5634; 2005: 0.3635; 2013: 0.9999; 2016: 0.6086; 2017: 0.3144 | 0.3144 | 2017
Heavily indebted poor countries (HIPC) | HPC | Physicians (per 1,000 people) | SH.MED.PHYS.ZS | 1990: 0.08758; 2000: 0.11373; 2015: 0.15767 | 0.15767 | 2015
Croatia | HRV | Physicians (per 1,000 people) | SH.MED.PHYS.ZS | 1980: 1.673; 1981: 1.738; 1982: 1.808; 1983: 1.858; 1984: 1.88; 1985: 1.944; 1990: 2.1255; 1991: 1.9544; 1992: 1.9958; 1993: 1.9755; 1994: 1.9619; 1995: 1.9689; 1996: 2.0597; 1997: 2.0552; 1998: 1.9146; 1999: 1.8055; 2000: 2.383; 2001: 2.374; 2002: 2.4; 2003: 2.444; 2004: 2.4; 2005: 2.5; 2006: 2.47; 2007: 2.59; 2008: 2.661; 2010: 2.8428; 2011: 2.8956; 2012: 2.9727; 2013: 3.017; 2014: 3.1244; 2016: 2.9962 | 2.9962 | 2016
Haiti | HTI | Physicians (per 1,000 people) | SH.MED.PHYS.ZS | 1960: 0.105; 1965: 0.07; 1970: 0.08; 1975: 0.081; 1981: 0.11; 1984: 0.141; 1985: 0.137; 1988: 0.143; 1990: 0.08; 1992: 0.084; 1993: 0.092; 1995: 0.16; 1998: 0.236; 2011: 0.1372; 2018: 0.2345 | 0.2345 | 2018
Hungary | HUN | Physicians (per 1,000 people) | SH.MED.PHYS.ZS | 1.5 | 1.6 | 1.7 | 1.7 | 1.8 | 1.9 | 1.9 | 2 | 1.9 | 2 | 2 | 2.1 | 2.1 | 2.2 | 2.2 | 2.2 | 2.3 | 2.3 | 2.4 | 2.5 | 2.3 | 2.3 | 2.4 | 2.4 | 2.5 | 2.5 | 2.6 | 2.7 | 2.7 | 2.7 | 3.1687 | 3.2671 | 3.3348 | 3.291 | 3.3425 | 3.3463 | 3.3897 | 3.4414 | 3.5158 | 3.5499 |  |  | 3.6679 | 3.7706 | 3.8435 | 3.2284 | 3.5076 | 3.2125 | 3.612 | 3.5341 | 2.8894 | 2.9803 | 3.1046 | 3.2259 | 3.3415 | 3.1159 | 3.2312 |  |  |  | 3.2312 | 2016
IBRD only | IBD | Physicians (per 1,000 people) | SH.MED.PHYS.ZS | 1990: 1.2362; 2000: 1.1763; 2015: 1.4561 | 1.4561 | 2015
IDA & IBRD total | IBT | Physicians (per 1,000 people) | SH.MED.PHYS.ZS | 1990: 1.0698; 2000: 1.0228; 2015: 1.2057 | 1.2057 | 2015
IDA total | IDA | Physicians (per 1,000 people) | SH.MED.PHYS.ZS | 1990: 0.31976; 2000: 0.38087; 2015: 0.44473 | 0.44473 | 2015
IDA blend | IDB | Physicians (per 1,000 people) | SH.MED.PHYS.ZS | 1990: 0.56783; 2000: 0.64606; 2015: 0.71994 | 0.71994 | 2015
Indonesia | IDN | Physicians (per 1,000 people) | SH.MED.PHYS.ZS | 1960: 0.021; 1965: 0.032; 1970: 0.037; 1975: 0.037; 1979: 0.085; 1981: 0.08; 1983: 0.106; 1989: 0.142; 1990: 0.144; 1991: 0.148; 1993: 0.058; 1994: 0.16; 2000: 0.162; 2003: 0.1338; 2006: 0.13; 2007: 0.288; 2009: 0.1443; 2010: 0.1391; 2012: 0.3075; 2013: 0.3118; 2015: 0.274; 2017: 0.3777 | 0.3777 | 2017
IDA only | IDX | Physicians (per 1,000 people) | SH.MED.PHYS.ZS | 1990: 0.17444; 2000: 0.22184; 2015: 0.30156 | 0.30156 | 2015
Isle of Man | IMN | Physicians (per 1,000 people) | SH.MED.PHYS.ZS | 1960: 0.248; 1965: 0.26; 1970: 0.308; 1981: 0.684; 1986: 0.787; 1990: 0.577; 2010: 1.449 | 1.449 | 2010
India | IND | Physicians (per 1,000 people) | SH.MED.PHYS.ZS | 1960: 0.21; 1965: 0.205; 1970: 0.205; 1975: 0.204; 1980: 0.371; 1981: 0.27; 1984: 0.396; 1988: 0.407; 1991: 1.2252; 1992: 0.48; 1993: 0.407; 1998: 0.513; 2000: 0.5276; 2001: 0.5386; 2002: 0.557; 2003: 0.5644; 2004: 0.5735; 2005: 0.5776; 2006: 0.5869; 2007: 0.6002; 2008: 0.6154; 2009: 0.6237; 2010: 0.6634; 2011: 0.7394; 2012: 0.6997; 2013: 0.7182; 2014: 0.7256; 2016: 0.7592; 2017: 0.7776 | 0.7776 | 2017
Not classified | INX | Physicians (per 1,000 people) | SH.MED.PHYS.ZS | [60 empty] | No reported value | No reported value
Ireland | IRL | Physicians (per 1,000 people) | SH.MED.PHYS.ZS | 1992: 2; 1993: 2; 1994: 2; 1995: 2.1; 1996: 2.1; 1997: 2.1; 1998: 2.2; 1999: 2.3; 2000: 2.2; 2001: 2.4; 2002: 2.4; 2003: 2.6; 2004: 2.786; 2006: 2.347; 2007: 3.08; 2008: 3.187; 2011: 2.6198; 2012: 2.6613; 2013: 2.6414; 2014: 2.7702; 2015: 2.7819; 2016: 2.9536; 2017: 3.0861 | 3.0861 | 2017
Iran, Islamic Rep. | IRN | Physicians (per 1,000 people) | SH.MED.PHYS.ZS | 1960: 0.244; 1965: 0.257; 1970: 0.306; 1981: 0.338; 1986: 0.347; 1987: 0.376; 1988: 0.318; 1993: 0.318; 1996: 0.85; 1998: 1.049; 2004: 0.8732; 2005: 0.8786; 2006: 0.531; 2010: 0.89; 2014: 1.4862; 2015: 1.14 | 1.14 | 2015
Iraq | IRQ | Physicians (per 1,000 people) | SH.MED.PHYS.ZS | 1960: 0.195; 1965: 0.2; 1970: 0.309; 1980: 0.563; 1981: 0.568; 1986: 0.596; 1987: 0.576; 1990: 0.603; 1993: 0.603; 1998: 0.55; 2001: 0.543; 2004: 0.658; 2005: 0.66; 2007: 0.528; 2010: 0.6416; 2014: 0.8607; 2016: 0.84; 2017: 0.8217 | 0.8217 | 2017
Iceland | ISL | Physicians (per 1,000 people) | SH.MED.PHYS.ZS | 1.2 | 1.2 | 1.2 | 1.2 | 1.2 | 1.2 | 1.2 | 1.2 | 1.3 | 1.3 | 1.4 | 1.5 | 1.6 | 1.6 | 1.7 | 1.8 | 1.9 | 1.9 | 2 | 2 | 2.1 | 2.2 | 2.3 | 2.3 | 2.4 | 2.6 | 2.6 | 2.7 | 2.7 | 2.8 | 2.8 | 2.8 | 3 | 3 | 3 | 3 | 3.1 | 3.3 | 3.3 | 3.4 | 3.4522 | 3.4995 | 3.6067 | 3.6354 | 3.6276 | 3.6271 | 3.647 | 3.6927 | 3.7247 | 3.6919 | 3.5654 | 3.457 | 3.5084 | 3.5719 | 3.6317 | 3.7826 | 3.8857 | 3.9701 |  |  | 3.9701 | 2017
Israel | ISR | Physicians (per 1,000 people) | SH.MED.PHYS.ZS | 2.472 |  |  |  |  | 2.5 |  |  |  |  | 2.881 | 2.974 | 3.156 | 3.304 | [5 empty] | 2.694 | 3.094 | 3.167 | 3.214 | 3.323 | 3.353 | 3.215 | 3.2 | 3.207 | 3.21 | 3.195 | 3.207 | 3.303 | 3.657 | 3.696 | 3.731 | 4.8555 | 3.766 | 3.793 | 3.775 | 3.915 | 3.766 | 3.91 |  | 3.82 |  |  | 3.67 | 3.633 |  |  | 3.4114 | 3.3427 | 3.3423 | 3.5375 | 3.0844 | 3.1906 | 3.2176 |  |  |  | 3.2176 | 2016
Italy | ITA | Physicians (per 1,000 people) | SH.MED.PHYS.ZS | 1993: 3.8; 1994: 3.7; 1995: 3.9; 1996: 4.1; 1997: 4; 1998: 4.1; 1999: 4.2; 2000: 4.2; 2001: 4.4; 2002: 4.4; 2003: 4.1; 2004: 4.203; 2006: 3.7; 2008: 4.242; 2009: 3.802; 2012: 3.8608; 2013: 3.9371; 2014: 3.9588; 2015: 3.9174; 2016: 4.0323; 2017: 4.0931 | 4.0931 | 2017
Jamaica | JAM | Physicians (per 1,000 people) | SH.MED.PHYS.ZS | 1960: 0.386; 1965: 0.502; 1970: 0.38; 1979: 0.361; 1981: 0.359; 1984: 0.489; 1990: 0.57; 1993: 0.472; 1995: 0.57; 1996: 1.401; 1997: 1.401; 2003: 0.8306; 2008: 0.3953; 2012: 0.3541; 2013: 0.4688; 2014: 0.3815; 2015: 0.4175; 2016: 0.4588; 2017: 1.3199 | 1.3199 | 2017
Jordan | JOR | Physicians (per 1,000 people) | SH.MED.PHYS.ZS | 1960: 0.346; 1965: 0.37; 1970: 0.404; 1975: 0.378; 1980: 0.786; 1981: 1.114; 1982: 1.128; 1984: 1.159; 1991: 1.348; 1994: 1.625; 1997: 1.66; 1998: 0.9921; 1999: 1.9314; 2000: 1.8763; 2001: 2.0462; 2002: 2.2156; 2003: 2.293; 2004: 2.059; 2005: 2.2591; 2006: 2.3132; 2007: 2.4671; 2008: 2.246; 2009: 2.1513; 2010: 2.2572; 2013: 2.2223; 2014: 2.2312; 2015: 2.8407; 2016: 1.4099; 2017: 2.3436 | 2.3436 | 2017
Japan | JPN | Physicians (per 1,000 people) | SH.MED.PHYS.ZS | 1 | 1 | 1 | 1 | 1 | 1 | 1 | 1 | 1 | 1.1 | 1.1 | 1.1 | 1.1 | 1.1 | 1.1 | 1.1 | 1.1 | 1.2 | 1.2 | 1.2 |  | 1.3 |  |  |  | 1.5 |  |  |  |  | 1.701 |  | 1.7528 |  | 1.8286 |  | 1.9021 |  | 1.9556 |  | 2.0057 |  | 2.0538 |  | 2.1088 |  | 2.164 |  | 2.2302 |  | 2.247 |  | 2.274 |  | 2.3414 |  | 2.4118 |  |  |  | 2.4118 | 2016
Kazakhstan | KAZ | Physicians (per 1,000 people) | SH.MED.PHYS.ZS | 1980: 3.036; 1981: 3.154; 1982: 3.253; 1983: 3.396; 1984: 3.531; 1985: 3.629; 1986: 3.724; 1987: 3.791; 1988: 3.872; 1989: 3.962; 1990: 3.976; 1991: 3.839; 1992: 3.908; 1993: 3.766; 1994: 3.604; 1995: 3.635; 1996: 3.639; 1997: 3.301; 1998: 3.528; 1999: 3.201; 2000: 3.292; 2001: 3.302; 2002: 3.612; 2003: 3.539; 2004: 3.6; 2005: 3.7; 2006: 3.88; 2007: 3.877; 2008: 3.7; 2009: 3.687; 2010: 3.4867; 2011: 3.5279; 2012: 3.4684; 2013: 3.4795; 2014: 3.2522 | 3.2522 | 2014
Kenya | KEN | Physicians (per 1,000 people) | SH.MED.PHYS.ZS | 1960: 0.092; 1965: 0.075; 1970: 0.125; 1975: 0.127; 1981: 0.099; 1982: 0.12; 1985: 0.154; 1990: 0.045; 1993: 0.138; 1995: 0.132; 2002: 0.1357; 2008: 0.1692; 2009: 0.1714; 2010: 0.1724; 2011: 0.1777; 2012: 0.1854; 2013: 0.1937; 2014: 0.1988 | 0.1988 | 2014
Kyrgyz Republic | KGZ | Physicians (per 1,000 people) | SH.MED.PHYS.ZS | 1980: 2.602; 1981: 3.088; 1982: 2.769; 1983: 3.061; 1984: 2.928; 1985: 3.039; 1986: 3.147; 1987: 3.25; 1988: 3.323; 1989: 3.369; 1990: 3.374; 1991: 3.412; 1992: 3.349; 1993: 3.118; 1994: 3.096; 1995: 3.208; 1996: 3.293; 1997: 3.058; 1998: 3.01; 1999: 2.875; 2000: 2.823; 2001: 2.679; 2002: 2.6; 2003: 2.6; 2004: 2.5; 2006: 2.39; 2007: 2.301; 2008: 2.4822; 2009: 2.4594; 2010: 1.8953; 2011: 1.927; 2012: 1.9124; 2013: 1.9068; 2014: 1.876 | 1.876 | 2014
Cambodia | KHM | Physicians (per 1,000 people) | SH.MED.PHYS.ZS | 1960: 0.028; 1965: 0.045; 1970: 0.062; 1983: 0.058; 1992: 0.107; 1993: 0.104; 1994: 0.105; 1996: 0.1136; 1998: 0.1475; 1999: 0.296; 2000: 0.1684; 2008: 0.2444; 2009: 0.2378; 2010: 0.2302; 2011: 0.2264; 2012: 0.1651; 2013: 0.4759; 2014: 0.1682 | 0.1682 | 2014
Kiribati | KIR | Physicians (per 1,000 people) | SH.MED.PHYS.ZS | 1960: 0.541; 1970: 0.613; 1980: 0.516; 1986: 0.497; 1990: 0.193; 1991: 0.176; 1992: 0.186; 1993: 0.13; 2008: 0.2541; 2009: 0.327; 2010: 0.3996; 2011: 0.1433; 2013: 0.2028 | 0.2028 | 2013
St. Kitts and Nevis | KNA | Physicians (per 1,000 people) | SH.MED.PHYS.ZS | 1960: 0.235; 1970: 0.312; 1980: 0.36; 1984: 0.458; 1990: 0.6863; 1991: 0.6829; 1992: 0.7488; 1993: 0.7656; 1994: 0.9198; 1995: 1.0723; 1996: 1.106; 1997: 1.0959; 1998: 1.0384; 1999: 1.0268; 2000: 1.095; 2001: 1.0652; 2015: 2.523 | 2.523 | 2015
Korea, Rep. | KOR | Physicians (per 1,000 people) | SH.MED.PHYS.ZS | [21 empty] | 0.5 | 0.5 | 0.5 | 0.6 | 0.6 | 0.6 | 0.7 | 0.7 | 0.8 | 0.8 | 0.9 | 1 | 1 | 1.1 | 1.1 | 1.2 | 1.2 | 1.3 | 1.3 | 1.3 | 1.4 | 1.5 | 1.573 | 1.6907 | 1.7527 | 1.8041 | 1.8645 | 1.9319 | 1.9934 | 1.9836 | 2.0378 | 2.0843 | 2.1708 | 2.2168 | 2.2596 | 2.3124 | 2.3661 |  |  | 2.3661 | 2017
Kuwait | KWT | Physicians (per 1,000 people) | SH.MED.PHYS.ZS | 1960: 0.871; 1965: 1.263; 1970: 0.954; 1980: 1.698; 1981: 1.412; 1982: 1.62; 1986: 1.566; 1990: 0.183; 1995: 1.783; 1997: 1.89; 2003: 1.9; 2004: 1.5; 2005: 1.8; 2006: 1.4521; 2007: 1.8818; 2008: 1.8833; 2009: 1.8944; 2010: 2.4245; 2011: 2.4383; 2012: 2.4323; 2013: 2.4825; 2014: 2.588; 2015: 2.5789 | 2.5789 | 2015
Latin America & Caribbean (excluding high income) | LAC | Physicians (per 1,000 people) | SH.MED.PHYS.ZS | 1990: 1.2193; 2000: 1.611; 2015: 2.1902 | 2.1902 | 2015
Lao PDR | LAO | Physicians (per 1,000 people) | SH.MED.PHYS.ZS | 1960: 0.02; 1965: 0.041; 1970: 0.066; 1976: 0.051; 1985: 0.729; 1990: 0.234; 1995: 0.3413; 1996: 0.586; 2000: 0.2847; 2004: 0.3531; 2005: 0.2805; 2009: 0.1968; 2010: 0.8306; 2012: 0.1808; 2013: 0.4525; 2014: 0.4997 | 0.4997 | 2014
Lebanon | LBN | Physicians (per 1,000 people) | SH.MED.PHYS.ZS | 1960: 0.778; 1965: 0.938; 1970: 0.726; 1979: 1.693; 1981: 1.714; 1983: 1.255; 1989: 1.862; 1991: 1.326; 1993: 1.862; 1997: 2.1; 2001: 3.4242; 2006: 2.8984; 2007: 2.7373; 2010: 2.6707; 2011: 2.9705; 2013: 2.52; 2014: 2.3168; 2015: 2.3478; 2016: 2.2485; 2017: 2.271 | 2.271 | 2017
Liberia | LBR | Physicians (per 1,000 people) | SH.MED.PHYS.ZS | 1960: 0.077; 1965: 0.08; 1970: 0.079; 1975: 0.08; 1981: 0.106; 1983: 0.107; 1997: 0.023; 2004: 0.0324; 2008: 0.0139; 2010: 0.0228; 2015: 0.0373 | 0.0373 | 2015
Libya | LBY | Physicians (per 1,000 people) | SH.MED.PHYS.ZS | 1960: 0.152; 1965: 0.259; 1970: 0.368; 1980: 1.333; 1981: 1.633; 1982: 1.562; 1983: 1.44; 1990: 1.071; 1993: 1.441; 1997: 1.245; 2004: 1.2393; 2008: 1.8442; 2009: 1.9619; 2010: 1.9; 2014: 2.1107; 2015: 1.95; 2017: 2.1581 | 2.1581 | 2017
St. Lucia | LCA | Physicians (per 1,000 people) | SH.MED.PHYS.ZS | 1960: 0.139; 1970: 0.187; 1984: 0.285; 1990: 0.35; 1991: 0.393; 1993: 0.544; 1995: 0.56; 1997: 0.473; 2001: 0.819; 2002: 0.438; 2003: 0.4658; 2004: 0.4192; 2005: 0.507; 2007: 0.1853; 2008: 0.1596; 2009: 0.1053 | 0.1053 | 2009
Latin America & Caribbean | LCN | Physicians (per 1,000 people) | SH.MED.PHYS.ZS | 1990: 1.2312; 2000: 1.6005; 2015: 2.1699 | 2.1699 | 2015
Least developed countries: UN classification | LDC | Physicians (per 1,000 people) | SH.MED.PHYS.ZS | 1990: 0.087339; 2000: 0.13877; 2015: 0.25852 | 0.25852 | 2015
Low income | LIC | Physicians (per 1,000 people) | SH.MED.PHYS.ZS | 1990: 0.13765; 2000: 0.17238; 2015: 0.32491 | 0.32491 | 2015
Liechtenstein | LIE | Physicians (per 1,000 people) | SH.MED.PHYS.ZS | [60 empty] | No reported value | No reported value
Sri Lanka | LKA | Physicians (per 1,000 people) | SH.MED.PHYS.ZS | 1960: 0.223; 1965: 0.172; 1970: 0.169; 1975: 0.169; 1981: 0.134; 1982: 0.134; 1985: 0.181; 1989: 0.146; 1991: 0.1391; 1992: 0.1654; 1993: 0.2071; 1994: 0.1848; 1995: 0.2218; 1996: 0.2785; 1997: 0.3046; 1998: 0.3461; 1999: 0.3746; 2000: 0.424; 2001: 0.4433; 2004: 0.5409; 2005: 0.5223; 2006: 0.5226; 2007: 0.5564; 2008: 0.6256; 2009: 0.6843; 2010: 0.7262; 2013: 1.0869; 2015: 0.9746; 2016: 1.0578; 2017: 0.958 | 0.958 | 2017
Lower middle income | LMC | Physicians (per 1,000 people) | SH.MED.PHYS.ZS | 1990: 0.87595; 2000: 0.61547; 2015: 0.74709 | 0.74709 | 2015
Low & middle income | LMY | Physicians (per 1,000 people) | SH.MED.PHYS.ZS | 1990: 1.0638; 2000: 1.0217; 2015: 1.2179 | 1.2179 | 2015
Lesotho | LSO | Physicians (per 1,000 people) | SH.MED.PHYS.ZS | 1960: 0.042; 1965: 0.048; 1970: 0.032; 1975: 0.032; 1985: 0.071; 1990: 0.043; 1993: 0.05; 1995: 0.054; 2003: 0.0464; 2010: 0.0676 | 0.0676 | 2010
Late-demographic dividend | LTE | Physicians (per 1,000 people) | SH.MED.PHYS.ZS | 1990: 1.3671; 2000: 1.4538; 2015: 1.9457 | 1.9457 | 2015
Lithuania | LTU | Physicians (per 1,000 people) | SH.MED.PHYS.ZS | 1985: 3.72; 1986: 3.816; 1987: 3.885; 1988: 3.941; 1989: 3.977; 1990: 4.027; 1991: 3.905; 1992: 3.928; 1993: 3.978; 1994: 4.091; 1995: 4.0636; 1996: 4.0966; 1997: 4.1222; 1998: 4.113; 1999: 4.1307; 2000: 4.01; 2001: 4.027; 2006: 3.95; 2007: 4.034; 2008: 3.664; 2010: 3.9138; 2011: 4.0284; 2012: 4.1497; 2013: 4.2205; 2014: 4.2646; 2015: 4.2993; 2016: 4.337 | 4.337 | 2016
Luxembourg | LUX | Physicians (per 1,000 people) | SH.MED.PHYS.ZS | 1 | 1 | 1 | 1 | 1 | 1 | 1 | 1 | 1.1 | 1.1 | 1.1 | 1.2 | 1.2 | 1.2 | 1.2 | 1.3 | 1.3 | 1.3 | 1.5 | 1.6 | 1.7 | 1.5 | 1.7 | 1.7 | 1.7 | 1.8 | 1.9 | 1.8 | 1.9 | 2 | 2 | 2 | 2.1 | 2.1 | 2.2 | 2.2 | 2.3 | 2.4 | 2.4 | 2.5 | 2.5 | 2.5 | 2.6 | 2.7 | 2.73 | 2.852 |  | 2.862 |  |  | 2.7643 | 2.7486 | 2.7761 | 2.7997 | 2.8564 | 2.9222 | 2.9234 | 3.0266 |  |  | 3.0266 | 2017
Latvia | LVA | Physicians (per 1,000 people) | SH.MED.PHYS.ZS | 1980: 3.623; 1985: 4.099; 1986: 4.077; 1987: 4.112; 1988: 4.183; 1989: 4.162; 1990: 4.6934; 1991: 4.6063; 1992: 4.084; 1993: 3.6199; 1994: 3.4133; 1995: 3.3482; 1996: 3.4803; 1997: 3.4219; 1998: 3.2767; 1999: 3.3391; 2000: 3.4118; 2001: 3.2832; 2002: 3.3959; 2003: 3.4188; 2004: 3.5486; 2005: 3.6443; 2006: 3.7484; 2007: 3.6452; 2008: 3.8846; 2009: 3.7123; 2010: 3.0758; 2011: 3.0853; 2012: 3.0952; 2013: 3.1473; 2014: 3.1804; 2015: 3.1736; 2016: 3.1946 | 3.1946 | 2016
Macao SAR, China | MAC | Physicians (per 1,000 people) | SH.MED.PHYS.ZS | 1960: 0.41; 1970: 0.634; 1980: 1.067; 1981: 1.122; 1986: 2.428; 1987: 1.562 | 1.562 | 1987
St. Martin (French part) | MAF | Physicians (per 1,000 people) | SH.MED.PHYS.ZS | [60 empty] | No reported value | No reported value
Morocco | MAR | Physicians (per 1,000 people) | SH.MED.PHYS.ZS | 1960: 0.106; 1965: 0.082; 1970: 0.076; 1975: 0.076; 1981: 0.054; 1982: 0.064; 1987: 0.217; 1988: 0.214; 1993: 0.214; 1994: 0.363; 1997: 0.46; 2001: 0.483; 2004: 0.5299; 2007: 0.5851; 2009: 0.6465; 2010: 0.62; 2013: 0.63; 2014: 0.6104; 2017: 0.7273 | 0.7273 | 2017
Monaco | MCO | Physicians (per 1,000 people) | SH.MED.PHYS.ZS | 1970: 2.4; 1971: 1.958; 1972: 2.208; 1973: 2.25; 1974: 2.375; 1975: 2.36; 1976: 2.417; 1977: 2.4; 1978: 2.32; 1979: 2.36; 1980: 2.385; 1981: 2.231; 1982: 2.185; 1989: 2.857; 1992: 3; 1995: 5.81; 2011: 6.6667; 2012: 6.7196; 2013: 6.5789; 2014: 6.5617 | 6.5617 | 2014
Moldova | MDA | Physicians (per 1,000 people) | SH.MED.PHYS.ZS | 1980: 2.816; 1981: 2.895; 1982: 3.007; 1983: 3.089; 1984: 3.193; 1985: 3.297; 1986: 3.37; 1987: 3.444; 1988: 3.52; 1989: 3.573; 1990: 3.55; 1991: 3.484; 1992: 3.51; 1993: 3.555; 1994: 3.564; 1995: 3.513; 1996: 3.562; 1997: 3.582; 1998: 3.631; 1999: 3.245; 2000: 3.18; 2001: 2.694; 2003: 2.636; 2006: 2.66; 2007: 2.668; 2010: 2.439; 2011: 2.4673; 2012: 2.4695; 2013: 2.5619; 2014: 2.5389; 2015: 3.2002 | 3.2002 | 2015
Madagascar | MDG | Physicians (per 1,000 people) | SH.MED.PHYS.ZS | 1960: 0.115; 1965: 0.093; 1970: 0.097; 1975: 0.096; 1981: 0.099; 1985: 0.101; 1990: 0.12; 1995: 0.272; 1996: 0.107; 2001: 0.087; 2002: 0.1362; 2003: 0.1476; 2004: 0.1562; 2005: 0.1801; 2006: 0.1705; 2007: 0.1813; 2008: 0.186; 2009: 0.1813; 2010: 0.1953; 2011: 0.144; 2012: 0.1427; 2014: 0.1812 | 0.1812 | 2014
Maldives | MDV | Physicians (per 1,000 people) | SH.MED.PHYS.ZS | 1970: 0.033; 1981: 0.049; 1982: 0.065; 1990: 0.07; 1991: 0.1915; 1993: 0.2845; 1995: 0.4; 1996: 0.6672; 2000: 0.777; 2004: 0.9729; 2007: 1.6424; 2009: 1.4838; 2010: 1.4403; 2014: 1.8863; 2015: 3.1381; 2016: 1.0379 | 1.0379 | 2016
Middle East & North Africa | MEA | Physicians (per 1,000 people) | SH.MED.PHYS.ZS | 1990: 0.68343; 2000: 1.2504; 2015: 1.2594 | 1.2594 | 2015
Mexico | MEX | Physicians (per 1,000 people) | SH.MED.PHYS.ZS | 1990: 1; 1991: 1.1; 1992: 1.3; 1993: 1.4; 1994: 1.5; 1995: 1.6; 1996: 1.6; 1997: 1.4; 1998: 1.2; 1999: 1.7; 2000: 1.9259; 2001: 1.5; 2002: 1.5; 2003: 1.5; 2004: 2.893; 2005: 1.749; 2006: 1.864; 2007: 1.888; 2008: 1.925; 2009: 1.959; 2010: 2.1747; 2011: 2.0405; 2012: 2.0497; 2013: 2.0915; 2014: 2.1383; 2015: 2.2513; 2016: 2.2478 | 2.2478 | 2016
Marshall Islands | MHL | Physicians (per 1,000 people) | SH.MED.PHYS.ZS | 1996: 0.422; 2000: 0.471; 2007: 0.595; 2008: 0.456; 2010: 0.6107; 2011: 0.6286; 2012: 0.4554 | 0.4554 | 2012
Middle income | MIC | Physicians (per 1,000 people) | SH.MED.PHYS.ZS | 1990: 1.1262; 2000: 1.0825; 2015: 1.3224 | 1.3224 | 2015
North Macedonia | MKD | Physicians (per 1,000 people) | SH.MED.PHYS.ZS | [10 empty] | 0.89 | 0.919 | 0.953 | 1.012 | 1.025 | 1.121 | 1.114 | 1.158 | 1.238 | 1.311 | 1.344 | 1.466 | 1.495 | 1.679 | 1.671 | 1.809 | 1.901 | 1.952 | 2.033 | 2.14 | 2.168 | 2.342 | 2.371 | 2.343 | 2.315 | 2.297 | 2.251 | 2.249 | 2.246 | 2.211 | 2.201 | 2.191 |  |  |  |  | 2.546 |  | 2.627 | 2.5924 | 2.6759 | 2.7258 | 2.7748 | 2.7962 |  | 2.8736 |  |  |  |  | 2.8736 | 2015
Mali | MLI | Physicians (per 1,000 people) | SH.MED.PHYS.ZS | 1960: 0.014; 1965: 0.019; 1970: 0.023; 1975: 0.023; 1980: 0.039; 1981: 0.038; 1985: 0.039; 1987: 0.043; 1988: 0.054; 1990: 0.051; 1994: 0.047; 1995: 0.043; 1996: 0.063; 2000: 0.044; 2004: 0.085; 2007: 0.0775; 2008: 0.049; 2009: 0.0922; 2010: 0.1019; 2011: 0.1035; 2012: 0.1069; 2016: 0.1393 | 0.1393 | 2016
Malta | MLT | Physicians (per 1,000 people) | SH.MED.PHYS.ZS | 1960: 0.891; 1970: 1.072; 1971: 1.026; 1975: 1.276; 1981: 1.172; 1982: 1.266; 1984: 1.38; 1987: 2.032; 1988: 2.015; 1989: 1.973; 1990: 2.259; 1991: 2.446; 1992: 2.422; 1993: 2.453; 1997: 2.465; 1998: 2.607; 1999: 2.591; 2000: 2.654; 2001: 2.926; 2003: 3.183; 2006: 3.88; 2007: 3.351; 2009: 3.073; 2010: 3.0738; 2011: 3.1525; 2012: 3.2818; 2013: 3.4641; 2014: 3.6795; 2015: 3.826 | 3.826 | 2015
Myanmar | MMR | Physicians (per 1,000 people) | SH.MED.PHYS.ZS | 1960: 0.065; 1965: 0.085; 1970: 0.114; 1981: 0.203; 1985: 0.27; 1989: 0.081; 1990: 0.078; 1995: 0.293; 1999: 0.297; 2000: 0.302; 2004: 0.3701; 2005: 0.3833; 2006: 0.4197; 2007: 0.4433; 2008: 0.4792; 2009: 0.4927; 2010: 0.5271; 2011: 0.5554; 2012: 0.5851; 2016: 0.6214; 2017: 0.864 | 0.864 | 2017
Middle East & North Africa (excluding high income) | MNA | Physicians (per 1,000 people) | SH.MED.PHYS.ZS | 1990: 0.5749; 2000: 1.2215; 2015: 1.0694 | 1.0694 | 2015
Montenegro | MNE | Physicians (per 1,000 people) | SH.MED.PHYS.ZS | 2006: 2.03; 2007: 1.986; 2009: 2.087; 2010: 2.0311; 2011: 2; 2012: 2.0227; 2013: 2.1336; 2014: 2.1794; 2015: 2.3337 | 2.3337 | 2015
Mongolia | MNG | Physicians (per 1,000 people) | SH.MED.PHYS.ZS | 1960: 0.91; 1965: 1.378; 1970: 1.729; 1990: 2.538; 1991: 2.695; 1992: 2.618; 1998: 2.433; 1999: 2.54; 2002: 2.7548; 2008: 2.8857; 2009: 2.6759; 2010: 2.7637; 2011: 2.8763; 2012: 3.0549; 2013: 3.1059; 2014: 3.1807; 2015: 3.2426; 2016: 2.8866 | 2.8866 | 2016
Northern Mariana Islands | MNP | Physicians (per 1,000 people) | SH.MED.PHYS.ZS | 1999: 0.445 | 0.445 | 1999
Mozambique | MOZ | Physicians (per 1,000 people) | SH.MED.PHYS.ZS | 1960: 0.043; 1965: 0.056; 1970: 0.053; 1980: 0.025; 1981: 0.027; 1982: 0.026; 1985: 0.021; 1989: 0.028; 1990: 0.012; 2000: 0.024; 2004: 0.0253; 2006: 0.0254; 2008: 0.026; 2009: 0.0443; 2010: 0.0473; 2011: 0.0508; 2012: 0.0529; 2013: 0.0549; 2017: 0.0735 | 0.0735 | 2017
Mauritania | MRT | Physicians (per 1,000 people) | SH.MED.PHYS.ZS | 1960: 0.024; 1965: 0.027; 1970: 0.056; 1975: 0.055; 1977: 0.069; 1984: 0.083; 1985: 0.113; 1990: 0.063; 1993: 0.063; 1995: 0.138; 2004: 0.1029; 2009: 0.1269; 2010: 0.1515; 2013: 0.068; 2014: 0.1531; 2015: 0.1655; 2017: 0.179 | 0.179 | 2017
Mauritius | MUS | Physicians (per 1,000 people) | SH.MED.PHYS.ZS | 1960: 0.215; 1965: 0.255; 1970: 0.24; 1975: 0.235; 1980: 0.521; 1981: 0.552; 1985: 0.529; 1989: 0.858; 1990: 0.811; 1991: 0.835; 1992: 0.847; 1993: 0.844; 1994: 0.845; 1995: 0.85; 2004: 1.0718; 2007: 1.1549; 2008: 1.17; 2009: 1.1857; 2010: 1.2019; 2011: 1.4468; 2012: 1.3739; 2013: 1.6299; 2014: 1.9321; 2015: 2.0246 | 2.0246 | 2015
Malawi | MWI | Physicians (per 1,000 people) | SH.MED.PHYS.ZS | 1960: 0.027; 1965: 0.021; 1970: 0.013; 1981: 0.019; 1984: 0.087; 1989: 0.023; 1990: 0.022; 1993: 0.028; 2003: 0.011; 2004: 0.021; 2008: 0.018; 2009: 0.018; 2010: 0.019; 2016: 0.0157 | 0.0157 | 2016
Malaysia | MYS | Physicians (per 1,000 people) | SH.MED.PHYS.ZS | 1960: 0.143; 1965: 0.161; 1970: 0.232; 1975: 0.234; 1980: 0.255; 1981: 0.255; 1985: 0.315; 1986: 0.335; 1987: 0.348; 1988: 0.367; 1989: 0.374; 1990: 0.392; 1991: 0.393; 1992: 0.411; 1993: 0.431; 1994: 0.449; 1995: 0.478; 1996: 0.496; 1997: 0.658; 1999: 0.683; 2000: 0.6964; 2002: 0.7033; 2008: 0.9259; 2010: 1.1731; 2011: 1.2784; 2012: 1.3273; 2015: 1.5132 | 1.5132 | 2015
North America | NAC | Physicians (per 1,000 people) | SH.MED.PHYS.ZS | 1990: 1.83; 2000: 2.5226; 2015: 2.5963 | 2.5963 | 2015
Namibia | NAM | Physicians (per 1,000 people) | SH.MED.PHYS.ZS | 1991: 0.231; 1992: 0.232; 1997: 0.295; 2004: 0.2976; 2007: 0.3721; 2010: 0.374 | 0.374 | 2010
New Caledonia | NCL | Physicians (per 1,000 people) | SH.MED.PHYS.ZS | 1983: 0.653; 1999: 1.982 | 1.982 | 1999
Niger | NER | Physicians (per 1,000 people) | SH.MED.PHYS.ZS | 1960: 0.011; 1965: 0.016; 1970: 0.017; 1975: 0.016; 1984: 0.025; 1990: 0.018; 1992: 0.027; 1994: 0.023; 1996: 0.024; 1997: 0.035; 1998: 0.033; 2002: 0.033; 2004: 0.0225; 2008: 0.0189; 2009: 0.0278; 2010: 0.019; 2013: 0.0513; 2014: 0.05 | 0.05 | 2014
Nigeria | NGA | Physicians (per 1,000 people) | SH.MED.PHYS.ZS | 1960: 0.017; 1965: 0.043; 1970: 0.05; 1975: 0.049; 1980: 0.113; 1982: 0.149; 1985: 0.192; 1986: 0.187; 1989: 0.192; 1992: 0.185; 1993: 0.192; 2000: 0.269; 2003: 0.2646; 2005: 0.2822; 2006: 0.3479; 2007: 0.3782; 2008: 0.376; 2009: 0.378; 2010: 0.1836; 2013: 0.3827 | 0.3827 | 2013
Nicaragua | NIC | Physicians (per 1,000 people) | SH.MED.PHYS.ZS | 1960: 0.34; 1965: 0.378; 1970: 0.453; 1975: 0.46; 1980: 0.416; 1981: 0.426; 1984: 0.637; 1988: 0.471; 1990: 0.657; 1995: 0.82; 1997: 0.856; 2003: 0.3902; 2005: 0.5051; 2006: 0.4981; 2007: 0.5329; 2008: 0.6571; 2009: 0.7129; 2010: 0.7388; 2011: 0.827; 2012: 0.8759; 2013: 0.9158; 2014: 0.9137; 2018: 1.0056 | 1.0056 | 2018
Netherlands | NLD | Physicians (per 1,000 people) | SH.MED.PHYS.ZS | 1.1 | 1.1 | 1.1 | 1.1 | 1.1 | 1.2 | 1.2 | 1.2 | 1.2 | 1.2 | 1.2 | 1.3 | 1.4 | 1.4 | 1.5 | 1.6 | 1.7 | 1.7 | 1.8 | 1.8 | 1.9 | 2 | 2 | 2.1 | 2.2 | 2.2 | 2.3 | 2.4 | 2.4 | 2.4 | 2.5 | 2.6 | [6 empty] | 2.9 | 3.1 | 3.2 | 3.3 | 3.1 | 3.149 |  | 3.71 |  | 3.921 |  |  | 2.9516 | 3.1245 | 3.2468 | 3.3065 | 3.42 | 3.4875 | 3.5067 |  |  |  | 3.5067 | 2016
Norway | NOR | Physicians (per 1,000 people) | SH.MED.PHYS.ZS | 1.2 |  | 1.2 | 1.1 | 1.2 | 1.3 | 1.3 | 1.3 | 1.4 | 1.4 | 1.4 | 1.5 | 1.5 | 1.6 | 1.7 | 1.7 | 1.8 | 1.9 | 1.9 | 1.9 | 2 | 2 | 2.1 | 2.1 | 2.2 | 2.2 | 2.3 | 2.5 |  |  |  | 2.6 | 2.6 | 2.6 | 2.7 | 2.8 | 2.8 | 2.5 | 2.7 | 2.8 | 2.9 | 3 | 3.1 | 3.1 |  |  | 3.77 | 3.889 | 4.076 | 4.056 | 4.1167 | 4.1927 | 4.2374 | 4.3084 | 4.4266 | 4.394 | 4.4948 | 4.6336 |  |  | 4.6336 | 2017
Nepal | NPL | Physicians (per 1,000 people) | SH.MED.PHYS.ZS | 1960: 0.013; 1965: 0.021; 1970: 0.019; 1975: 0.019; 1980: 0.034; 1984: 0.031; 1985: 0.034; 1987: 0.051; 1988: 0.051; 1989: 0.054; 1990: 0.051; 1991: 0.062; 1992: 0.076; 1993: 0.074; 1995: 0.04; 1996: 0.04; 1997: 0.04; 1998: 0.04; 2001: 0.052; 2004: 0.2127; 2012: 0.5036; 2013: 0.5425; 2014: 0.5951; 2017: 0.6507 | 0.6507 | 2017
Nauru | NRU | Physicians (per 1,000 people) | SH.MED.PHYS.ZS | 1995: 1.6; 2004: 0.9901; 2008: 1.0101; 2009: 1.0101; 2010: 1.1; 2011: 1.3725; 2015: 1.2389 | 1.2389 | 2015
New Zealand | NZL | Physicians (per 1,000 people) | SH.MED.PHYS.ZS |  | 1.1 |  |  |  |  | 1.1 |  |  |  |  | 1.1 |  | 1.2 |  |  | 1.3 | 1.4 | 1.4 | 1.5 | 1.6 | 1.6 | 1.6 | 1.7 | 1.7 | 1.7 | 1.8 | 1.8 | 1.9 | 1.9 | 1.9 | 1.9 | 1.9 | 1.9 | 2 | 2 | 2 | 2.2 | 2.2 | 2.2 |  | 2.3099 | 2.0665 | 2.2 |  |  |  | 2.3049 | 2.547 | 2.679 | 2.6114 | 2.6331 | 2.6788 | 2.7856 | 2.8073 | 3.0003 | 3.0252 |  |  |  | 3.0252 | 2016
OECD members | OED | Physicians (per 1,000 people) | SH.MED.PHYS.ZS | 1990: 1.9983; 2000: 2.54; 2015: 2.8919 | 2.8919 | 2015
Oman | OMN | Physicians (per 1,000 people) | SH.MED.PHYS.ZS | 1960: 0.03; 1965: 0.038; 1982: 0.549; 1987: 0.834; 1989: 0.883; 1990: 0.7952; 1993: 0.884; 1995: 1.1237; 1997: 0.8539; 1998: 0.9321; 1999: 0.9641; 2000: 1.4365; 2002: 1.257; 2004: 1.5834; 2005: 1.6653; 2006: 1.7727; 2007: 1.8432; 2008: 1.8826; 2009: 1.9296; 2010: 1.9273; 2011: 1.9547; 2012: 2.0363; 2013: 2.0674; 2014: 2.1841; 2015: 2.1225; 2016: 2.0184; 2017: 1.9697 | 1.9697 | 2017
Other small states | OSS | Physicians (per 1,000 people) | SH.MED.PHYS.ZS | 1990: 0.86669; 2015: 0.7658 | 0.7658 | 2015
Pakistan | PAK | Physicians (per 1,000 people) | SH.MED.PHYS.ZS | 1960: 0.185; 1970: 0.232; 1975: 0.233; 1980: 0.285; 1981: 0.344; 1982: 0.342; 1986: 0.351; 1990: 0.462; 1991: 0.48; 1992: 0.5279; 1993: 0.5396; 1994: 0.5527; 1995: 0.5674; 1996: 0.5894; 1997: 0.6079; 1998: 0.6252; 1999: 0.6433; 2000: 0.6629; 2001: 0.6797; 2004: 0.7713; 2005: 0.8209; 2007: 0.7975; 2008: 0.8187; 2009: 0.8354; 2010: 0.8496; 2011: 0.8748; 2014: 0.806; 2015: 0.9753 | 0.9753 | 2015
Panama | PAN | Physicians (per 1,000 people) | SH.MED.PHYS.ZS | 1960: 0.356; 1965: 0.478; 1970: 0.613; 1975: 0.597; 1981: 0.993; 1984: 1.021; 1985: 1.006; 1988: 1.793; 1990: 1.1129; 1991: 1.122; 1992: 1.144; 1993: 1.1777; 1994: 1.1255; 1995: 1.1666; 1996: 1.2055; 1997: 1.2033; 1998: 1.1932; 1999: 1.2325; 2000: 1.502; 2001: 1.2438; 2002: 1.3346; 2003: 1.3402; 2004: 1.3216; 2005: 1.3475; 2006: 1.3488; 2007: 1.3032; 2008: 1.3807; 2009: 1.3092; 2010: 1.4056; 2011: 1.4971; 2012: 1.5969; 2013: 1.5808; 2016: 1.5699 | 1.5699 | 2016
Peru | PER | Physicians (per 1,000 people) | SH.MED.PHYS.ZS | 1960: 0.51; 1965: 0.605; 1970: 0.521; 1975: 0.526; 1979: 0.692; 1980: 0.716; 1981: 0.76; 1982: 0.846; 1983: 0.902; 1984: 0.908; 1985: 0.929; 1986: 0.984; 1987: 0.983; 1988: 0.965; 1989: 1.035; 1990: 1.064; 1992: 1.03; 1995: 0.98; 1997: 0.932; 1999: 1.1658; 2007: 1.6672; 2009: 0.9404; 2010: 0.92; 2012: 1.1164; 2016: 1.27 | 1.27 | 2016
Philippines | PHL | Physicians (per 1,000 people) | SH.MED.PHYS.ZS | 1960: 0.146; 1970: 0.111; 1975: 0.113; 1980: 0.128; 1981: 0.15; 1984: 0.154; 1985: 0.154; 1989: 0.124; 1990: 0.119; 1992: 0.108; 1996: 1.23; 1997: 1.24; 2000: 1.2185; 2001: 1.2202; 2002: 1.1109; 2003: 1.2259; 2004: 1.1085; 2005: 1.2296; 2006: 1.2372; 2007: 1.2457; 2008: 1.2579; 2009: 1.2658; 2010: 1.275 | 1.275 | 2010
Palau | PLW | Physicians (per 1,000 people) | SH.MED.PHYS.ZS | 1998: 1.4054; 2000: 1.58; 2006: 1.3; 2009: 1.4286; 2010: 1.4146; 2014: 1.1848 | 1.1848 | 2014
Papua New Guinea | PNG | Physicians (per 1,000 people) | SH.MED.PHYS.ZS | 1965: 0.079; 1970: 0.086; 1973: 0.056; 1975: 0.085; 1980: 0.062; 1981: 0.062; 1985: 0.162; 1990: 0.073; 1998: 0.073; 2000: 0.0494; 2008: 0.0491; 2010: 0.0529 | 0.0529 | 2010
Poland | POL | Physicians (per 1,000 people) | SH.MED.PHYS.ZS | 1 | 1 | 1.1 | 1.1 | 1.2 | 1.2 | 1.3 | 1.3 | 1.4 | 1.4 | 1.4 | 1.5 | 1.5 | 1.5 | 1.6 | 1.6 | 1.6 | 1.7 | 1.7 | 1.7 | 1.8 | 1.8 | 1.8 | 1.9 | 1.9 | 2 | 2 | 2.1 | 2.1 | 2.1 | 2.1 | 2.2 | 2.2 | 2.2 | 2.3 | 2.3 | 2.4 | 2.4 | 2.3 | 2.3 | 2.2 | 2.3 | 2.3 | 2.469 |  | 1.97 | 2.012 |  | 2.144 |  | 2.171 | 2.1978 | 2.219 | 2.2252 | 2.2899 | 2.3112 | 2.3998 |  |  |  | 2.3998 | 2016
Pre-demographic dividend | PRE | Physicians (per 1,000 people) | SH.MED.PHYS.ZS | 1990: 0.12579; 2000: 0.17401; 2015: 0.2184 | 0.2184 | 2015
Puerto Rico | PRI | Physicians (per 1,000 people) | SH.MED.PHYS.ZS | 1995: 1.75 | 1.75 | 1995
Korea, Dem. People’s Rep. | PRK | Physicians (per 1,000 people) | SH.MED.PHYS.ZS | 1982: 2.549; 1983: 2.511; 1995: 2.97; 2003: 3.1691; 2008: 3.2846; 2011: 2.777; 2012: 3.4389; 2014: 3.4973; 2016: 3.6922; 2017: 3.6745 | 3.6745 | 2017
Portugal | PRT | Physicians (per 1,000 people) | SH.MED.PHYS.ZS | 0.8 | 0.8 | 0.9 | 0.8 | 0.8 | 0.9 | 0.9 | 0.9 | 1 | 0.9 | 0.9 | 1 | 1 | 1.1 | 1.2 | 1.2 | 1.3 | 1.5 | 1.7 | 1.9 | 2 | 2.1 | 2.2 | 2.3 | 2.4 | 2.5 | 2.6 | 2.6 | 2.7 | 2.8 | 2.8 | 2.8 | 2.9 | 2.9 | 2.9 | 2.9 | 3 | 3 | 3.1 | 3.1 | 3.2 | 3.2 | 3.2317 | 3.284 | 3.3446 | 3.4203 | 3.4834 | 3.5657 | 3.6549 | 3.761 | 3.8181 | 3.9579 | 4.0752 | 4.2322 | 4.3964 |  | 3.3356 |  |  |  | 3.3356 | 2016
Paraguay | PRY | Physicians (per 1,000 people) | SH.MED.PHYS.ZS | 1960: 0.534; 1965: 0.533; 1970: 0.435; 1975: 0.439; 1979: 0.563; 1981: 0.579; 1984: 0.701; 1985: 0.675; 1988: 0.64; 1990: 0.65; 1991: 0.813; 1994: 0.28; 1995: 0.73; 1997: 1.098; 2000: 1.17; 2002: 1.1537; 2012: 1.2859; 2017: 0.2399; 2018: 1.366 | 1.366 | 2018
West Bank and Gaza | PSE | Physicians (per 1,000 people) | SH.MED.PHYS.ZS | 1998: 0.5; 2001: 0.837 | 0.837 | 2001
Pacific island small states | PSS | Physicians (per 1,000 people) | SH.MED.PHYS.ZS | 1990: 0.27596; 2000: 0.36921; 2015: 0.47855 | 0.47855 | 2015
Post-demographic dividend | PST | Physicians (per 1,000 people) | SH.MED.PHYS.ZS | 1990: 2.3227; 2000: 2.788; 2015: 3.1622 | 3.1622 | 2015
French Polynesia | PYF | Physicians (per 1,000 people) | SH.MED.PHYS.ZS | 1985: 1.252; 2000: 1.697 | 1.697 | 2000
Qatar | QAT | Physicians (per 1,000 people) | SH.MED.PHYS.ZS | 1970: 0.513; 1981: 0.738; 1986: 1.676; 1990: 1.5; 1996: 1.26; 1997: 1.26; 2001: 2.217; 2005: 2.4858; 2006: 2.2892; 2008: 3.3182; 2009: 3.2223; 2010: 3.8877; 2014: 1.7971; 2016: 2.7831; 2017: 0.0008 | 0.0008 | 2017
Romania | ROU | Physicians (per 1,000 people) | SH.MED.PHYS.ZS | 1.269 |  |  |  |  | 1.316 |  |  |  |  | 1.185 | 1.208 |  | 1.242 |  | 1.318 | 1.332 | 1.355 | 1.377 | 1.413 | 1.476 | 1.541 | 1.635 | 1.972 | 1.724 | 1.762 | 1.783 | 1.79 | 1.805 | 1.811 | 1.802 | 1.816 | 1.866 | 1.77 | 1.765 | 1.768 | 1.81 | 1.791 | 1.836 | 1.909 | 1.889 | 1.887 | 1.9718 | 1.905 |  |  | 1.917 |  |  |  | 2.4842 | 2.5207 | 2.5959 | 2.6324 |  |  | 2.2586 |  |  |  | 2.2586 | 2016
Russian Federation | RUS | Physicians (per 1,000 people) | SH.MED.PHYS.ZS | 1985: 3.871; 1986: 3.939; 1987: 4.004; 1988: 4.04; 1989: 4.085; 1990: 4.07; 1991: 4.046; 1992: 3.872; 1993: 3.972; 1994: 3.835; 1995: 3.859; 1996: 4.096; 1997: 4.155; 1998: 4.209; 1999: 4.194; 2001: 4.172; 2002: 4; 2003: 4.252; 2004: 4; 2005: 4; 2006: 4.309; 2010: 2.3984; 2011: 4.2426; 2012: 4.0276; 2013: 4.0153; 2014: 4.1531; 2015: 3.9632; 2016: 4.0139 | 4.0139 | 2016
Rwanda | RWA | Physicians (per 1,000 people) | SH.MED.PHYS.ZS | 1960: 0.008; 1965: 0.014; 1970: 0.017; 1975: 0.017; 1980: 0.032; 1981: 0.031; 1983: 0.029; 1985: 0.027; 1989: 0.04; 1993: 0.04; 2002: 0.019; 2004: 0.049; 2005: 0.024; 2008: 0.052; 2009: 0.055; 2010: 0.055; 2013: 0.0998; 2014: 0.124; 2015: 0.1408; 2016: 0.14; 2017: 0.1346 | 0.1346 | 2017
South Asia | SAS | Physicians (per 1,000 people) | SH.MED.PHYS.ZS | 1990: 1.0083; 2000: 0.50057; 2015: 0.76813 | 0.76813 | 2015
Saudi Arabia | SAU | Physicians (per 1,000 people) | SH.MED.PHYS.ZS | 1960: 0.061; 1965: 0.106; 1970: 0.134; 1981: 0.55; 1986: 1.346; 1990: 1.433; 1993: 1.335; 1997: 1.66; 2000: 0.72; 2001: 0.6789; 2004: 1.37; 2007: 1.622; 2008: 2.0584; 2009: 2.0736; 2010: 2.407; 2011: 2.4633; 2012: 2.4588; 2014: 2.577; 2016: 2.39 | 2.39 | 2016
Sudan | SDN | Physicians (per 1,000 people) | SH.MED.PHYS.ZS | 1960: 0.03; 1965: 0.041; 1970: 0.068; 1975: 0.068; 1980: 0.11; 1981: 0.101; 1984: 0.096; 1986: 0.09; 1994: 0.105; 1996: 0.09; 2000: 0.158; 2004: 0.2502; 2006: 0.3506; 2007: 0.3512; 2008: 0.3281; 2010: 0.28; 2015: 0.41 | 0.41 | 2015
Senegal | SEN | Physicians (per 1,000 people) | SH.MED.PHYS.ZS | 1960: 0.044; 1965: 0.051; 1970: 0.063; 1975: 0.061; 1981: 0.079; 1982: 0.077; 1990: 0.055; 1992: 0.068; 1994: 0.096; 1995: 0.075; 1996: 0.093; 1997: 0.093; 1998: 0.095; 2004: 0.0542; 2008: 0.0607; 2010: 0.059; 2013: 0.3103; 2015: 0.2018; 2016: 0.0692 | 0.0692 | 2016
Singapore | SGP | Physicians (per 1,000 people) | SH.MED.PHYS.ZS | 1960: 0.42; 1965: 0.526; 1970: 0.657; 1975: 0.667; 1980: 0.851; 1981: 0.877; 1985: 0.998; 1986: 0.723; 1988: 1.111; 1990: 1.266; 1991: 1.32; 1992: 1.348; 1993: 1.385; 1994: 1.411; 1998: 1.627; 1999: 1.3945; 2001: 1.43; 2003: 1.5014; 2004: 1.4856; 2005: 1.5026; 2006: 1.5029; 2007: 1.5603; 2008: 1.6163; 2009: 1.6762; 2010: 1.738; 2011: 1.7523; 2012: 1.83; 2013: 1.9286; 2014: 2.041; 2016: 2.3063 | 2.3063 | 2016
Solomon Islands | SLB | Physicians (per 1,000 people) | SH.MED.PHYS.ZS | 1960: 0.186; 1970: 0.205; 1986: 0.135; 1989: 0.152; 1992: 0.157; 1995: 0.14; 1999: 0.1345; 2003: 0.1343; 2005: 0.1894; 2008: 0.1764; 2010: 0.224; 2011: 0.202; 2012: 0.1559; 2013: 0.1899; 2016: 0.1999 | 0.1999 | 2016
Sierra Leone | SLE | Physicians (per 1,000 people) | SH.MED.PHYS.ZS | 1960: 0.047; 1965: 0.059; 1970: 0.056; 1975: 0.054; 1980: 0.058; 1981: 0.053; 1984: 0.075; 1996: 0.073; 2004: 0.0309; 2008: 0.0154; 2010: 0.0211; 2011: 0.025 | 0.025 | 2011
El Salvador | SLV | Physicians (per 1,000 people) | SH.MED.PHYS.ZS | 1960: 0.187; 1970: 0.243; 1975: 0.242; 1980: 0.326; 1981: 0.387; 1984: 0.352; 1988: 0.647; 1990: 0.84; 1993: 0.66; 1995: 0.91; 1997: 1.071; 1999: 1.2477; 2000: 1.211; 2002: 1.3363; 2005: 1.7175; 2006: 1.5; 2008: 1.8889; 2010: 1.596; 2016: 1.569 | 1.569 | 2016
San Marino | SMR | Physicians (per 1,000 people) | SH.MED.PHYS.ZS | 1980: 2.06; 1981: 2.218; 1982: 2.181; 1983: 2.247; 1984: 2.166; 1985: 2.287; 1986: 2.399; 1987: 2.519; 1988: 2.538; 1989: 2.423; 2011: 4.9206; 2012: 5.1411; 2013: 5.0774; 2014: 6.1468 | 6.1468 | 2014
Somalia | SOM | Physicians (per 1,000 people) | SH.MED.PHYS.ZS | 1960: 0.024; 1965: 0.027; 1970: 0.037; 1975: 0.038; 1980: 0.046; 1981: 0.041; 1984: 0.071; 1993: 0.042; 1997: 0.04; 2006: 0.028; 2010: 0.035; 2014: 0.0229 | 0.0229 | 2014
Serbia | SRB | Physicians (per 1,000 people) | SH.MED.PHYS.ZS | 2006: 1.99; 2007: 2.035; 2009: 2.2974; 2010: 2.4714; 2011: 2.492; 2012: 2.4913; 2013: 2.4941; 2014: 2.4649; 2016: 3.125 | 3.125 | 2016
Sub-Saharan Africa (excluding high income) | SSA | Physicians (per 1,000 people) | SH.MED.PHYS.ZS | 1990: 0.13677; 2000: 0.12276; 2015: 0.21958 | 0.21958 | 2015
South Sudan | SSD | Physicians (per 1,000 people) | SH.MED.PHYS.ZS | [60 empty] | No reported value | No reported value
Sub-Saharan Africa | SSF | Physicians (per 1,000 people) | SH.MED.PHYS.ZS | 1990: 0.13677; 2000: 0.12276; 2015: 0.21965 | 0.21965 | 2015
Small states | SST | Physicians (per 1,000 people) | SH.MED.PHYS.ZS | 1990: 0.75498; 2015: 0.89874 | 0.89874 | 2015
Sao Tome and Principe | STP | Physicians (per 1,000 people) | SH.MED.PHYS.ZS | 1960: 0.3; 1970: 0.233; 1980: 0.438; 1981: 0.419; 1983: 0.537; 1989: 0.546; 1990: 0.53; 1992: 0.328; 1996: 0.467; 2004: 0.5329; 2015: 0.32 | 0.32 | 2015
Suriname | SUR | Physicians (per 1,000 people) | SH.MED.PHYS.ZS | 1960: 0.51; 1970: 0.465; 1984: 0.791; 1990: 0.75; 1993: 0.762; 1995: 0.75; 1996: 0.252; 2000: 0.4043; 2004: 0.8104; 2009: 0.7088; 2018: 1.2265 | 1.2265 | 2018
Slovak Republic | SVK | Physicians (per 1,000 people) | SH.MED.PHYS.ZS | 2000: 3.2; 2001: 3.1; 2002: 3.1; 2003: 3.179; 2004: 3.12; 2007: 3.005; 2009: 3.2955; 2013: 3.3833; 2015: 3.4414; 2016: 2.4643 | 2.4643 | 2016
Slovenia | SVN | Physicians (per 1,000 people) | SH.MED.PHYS.ZS | 1980: 1.771; 1982: 1.843; 1984: 1.861; 1985: 1.879; 1986: 1.882; 1987: 2.004; 1988: 2.024; 1989: 2.063; 1990: 1.99; 1991: 2.079; 1992: 2.091; 1993: 2.03; 1994: 2.19; 1995: 2.121; 1996: 2.135; 1997: 2.147; 1998: 2.178; 1999: 2.135; 2000: 2.17; 2001: 2.194; 2002: 2.253; 2005: 2.4; 2006: 2.424; 2008: 2.473; 2010: 2.4345; 2011: 2.4939; 2012: 2.5374; 2013: 2.6214; 2014: 2.7582; 2015: 2.8099; 2016: 2.9953 | 2.9953 | 2016
Sweden | SWE | Physicians (per 1,000 people) | SH.MED.PHYS.ZS | 1 | 1 | 1 | 1 | 1.1 | 1.1 | 1.1 | 1.2 | 1.2 | 1.3 | 1.3 | 1.4 | 1.5 | 1.5 | 1.6 | 1.7 | 1.8 | 1.9 | 2 | 2 | 2.2 | 2.3 | 2.3 | 2.4 | 2.6 | 2.6 | 2.8 | 2.8 | 2.8 | 2.8 | 2.9 |  | 2.7 | 2.7 | 2.8 | 2.9 | 2.9 | 2.9 | 3 | 3 | 3.1 | 3.2 | 3.284 |  | 3.28 |  | 3.583 | 3.2405 | 3.77 | 3.868 | 3.8871 | 3.9582 | 4.0396 | 4.1271 | 4.2049 | 4.2861 | 5.3996 |  |  |  | 5.3996 | 2016
Eswatini | SWZ | Physicians (per 1,000 people) | SH.MED.PHYS.ZS | 1960: 0.104; 1970: 0.124; 1983: 0.053; 1990: 0.108; 1996: 0.151; 2001: 0.1668; 2003: 0.1471; 2004: 0.1562; 2009: 0.1465; 2011: 0.089; 2016: 0.0796 | 0.0796 | 2016
Sint Maarten (Dutch part) | SXM | Physicians (per 1,000 people) | SH.MED.PHYS.ZS | [60 empty] | No reported value | No reported value
Seychelles | SYC | Physicians (per 1,000 people) | SH.MED.PHYS.ZS | 1960: 0.312; 1970: 0.224; 1975: 0.218; 1983: 0.407; 1985: 0.445; 1993: 1.027; 1996: 1.324; 2004: 1.3829; 2005: 1.1725; 2006: 0.8361; 2007: 1.0078; 2008: 0.7718; 2009: 1.1319; 2010: 1.0941; 2011: 1.1656; 2012: 1.0076; 2016: 0.9458 | 0.9458 | 2016
Syrian Arab Republic | SYR | Physicians (per 1,000 people) | SH.MED.PHYS.ZS | 1960: 0.216; 1965: 0.185; 1970: 0.259; 1975: 0.256; 1980: 0.446; 1981: 0.463; 1986: 0.807; 1987: 0.783; 1989: 0.863; 1990: 0.835; 1997: 1.2965; 1998: 1.3388; 1999: 1.3357; 2000: 1.3654; 2001: 1.399; 2002: 1.4673; 2003: 1.4053; 2004: 1.454; 2005: 1.544; 2006: 0.53; 2007: 1.5068; 2008: 1.5105; 2009: 1.4371; 2010: 1.4841; 2014: 1.5115; 2016: 1.22 | 1.22 | 2016
Turks and Caicos Islands | TCA | Physicians (per 1,000 people) | SH.MED.PHYS.ZS | [60 empty] | No reported value | No reported value
Chad | TCD | Physicians (per 1,000 people) | SH.MED.PHYS.ZS | 1960: 0.014; 1965: 0.014; 1970: 0.016; 1978: 0.021; 1986: 0.026; 1989: 0.026; 1994: 0.033; 1997: 0.026; 1998: 0.0201; 1999: 0.0288; 2000: 0.0282; 2001: 0.025; 2004: 0.0355; 2006: 0.0353; 2012: 0.0416; 2013: 0.0436; 2016: 0.0475 | 0.0475 | 2016
East Asia & Pacific (IDA & IBRD countries) | TEA | Physicians (per 1,000 people) | SH.MED.PHYS.ZS | 1990: 0.85059; 2000: 1.0065; 2015: 1.4486 | 1.4486 | 2015
Europe & Central Asia (IDA & IBRD countries) | TEC | Physicians (per 1,000 people) | SH.MED.PHYS.ZS | 1990: 3.2118; 2000: 3.0707; 2015: 2.9905 | 2.9905 | 2015
Togo | TGO | Physicians (per 1,000 people) | SH.MED.PHYS.ZS | 1960: 0.021; 1965: 0.043; 1970: 0.035; 1975: 0.035; 1980: 0.055; 1981: 0.049; 1984: 0.117; 1986: 0.085; 1991: 0.088; 1994: 0.056; 1995: 0.076; 2001: 0.057; 2004: 0.0441; 2007: 0.0484; 2008: 0.0566; 2010: 0.2022; 2015: 0.0487 | 0.0487 | 2015
Thailand | THA | Physicians (per 1,000 people) | SH.MED.PHYS.ZS | 1960: 0.129; 1965: 0.14; 1970: 0.121; 1980: 0.147; 1984: 0.16; 1986: 0.182; 1988: 0.21; 1990: 0.225; 1991: 0.2236; 1992: 0.234; 1993: 0.2336; 1994: 0.238; 1995: 0.2384; 1996: 0.269; 1997: 0.2722; 1998: 0.2915; 1999: 0.2911; 2000: 0.368; 2001: 0.2982; 2002: 0.2963; 2003: 0.277; 2004: 0.291; 2005: 0.293; 2006: 0.2874; 2007: 0.2959; 2008: 0.3163; 2009: 0.3387; 2010: 0.3905; 2015: 0.4655; 2016: 0.4457; 2017: 0.8096 | 0.8096 | 2017
Tajikistan | TJK | Physicians (per 1,000 people) | SH.MED.PHYS.ZS | 1985: 2.527; 1986: 2.556; 1987: 2.582; 1988: 2.697; 1989: 2.678; 1990: 2.551; 1991: 2.6219; 1992: 2.266; 1993: 2.177; 1994: 2.254; 1995: 2.136; 1996: 2.086; 1997: 2.023; 1998: 2.0843; 1999: 2.1202; 2000: 2.1717; 2001: 2.1212; 2002: 2.0344; 2003: 1.9292; 2004: 1.9366; 2005: 1.9363; 2006: 1.8953; 2007: 1.8724; 2008: 1.9028; 2010: 1.6722; 2011: 1.6949; 2012: 1.7009; 2013: 1.6848; 2014: 1.7003 | 1.7003 | 2014
Turkmenistan | TKM | Physicians (per 1,000 people) | SH.MED.PHYS.ZS | 1980: 2.839; 1985: 3.304; 1986: 3.44; 1987: 3.527; 1988: 3.55; 1989: 3.6; 1990: 3.614; 1991: 3.673; 1992: 3.589; 1993: 3.57; 1994: 3.535; 1995: 3.17; 1996: 3.222; 1997: 3.171; 2002: 4.3453; 2006: 2.49; 2007: 2.438; 2010: 2.2743; 2011: 2.2841; 2012: 2.2376; 2013: 2.2125; 2014: 2.2248 | 2.2248 | 2014
Latin America & the Caribbean (IDA & IBRD countries) | TLA | Physicians (per 1,000 people) | SH.MED.PHYS.ZS | 1990: 1.1709; 2000: 1.5043; 2015: 2.0517 | 2.0517 | 2015
Timor-Leste | TLS | Physicians (per 1,000 people) | SH.MED.PHYS.ZS | 2004: 0.082; 2007: 0.034; 2008: 0.037; 2009: 0.044; 2010: 0.079; 2011: 0.078; 2013: 0.3099; 2014: 0.6605; 2015: 0.6696; 2017: 0.7197 | 0.7197 | 2017
Middle East & North Africa (IDA & IBRD countries) | TMN | Physicians (per 1,000 people) | SH.MED.PHYS.ZS | 1990: 0.5749; 2000: 1.2256; 2015: 1.0694 | 1.0694 | 2015
Tonga | TON | Physicians (per 1,000 people) | SH.MED.PHYS.ZS | 1960: 0.375; 1970: 0.256; 1980: 0.362; 1981: 0.602; 1982: 0.6; 1989: 0.492; 1991: 0.508; 1997: 0.44; 2000: 0.499; 2001: 0.355; 2002: 0.3024; 2007: 0.563; 2008: 0.5534; 2009: 0.5985; 2010: 0.5572; 2013: 0.5223 | 0.5223 | 2013
South Asia (IDA & IBRD) | TSA | Physicians (per 1,000 people) | SH.MED.PHYS.ZS | 1990: 1.0083; 2000: 0.50057; 2015: 0.76813 | 0.76813 | 2015
Sub-Saharan Africa (IDA & IBRD countries) | TSS | Physicians (per 1,000 people) | SH.MED.PHYS.ZS | 1990: 0.13677; 2000: 0.12276; 2015: 0.21965 | 0.21965 | 2015
Trinidad and Tobago | TTO | Physicians (per 1,000 people) | SH.MED.PHYS.ZS | 1960: 0.418; 1965: 0.262; 1970: 0.445; 1975: 0.454; 1980: 0.726; 1981: 0.673; 1984: 1.043; 1990: 0.72; 1991: 0.732; 1993: 0.658; 1994: 0.788; 1995: 0.9426; 1996: 0.7605; 1997: 0.7528; 1998: 0.9386; 1999: 0.9258; 2000: 1.0055; 2001: 0.9698; 2002: 0.8249; 2003: 0.8084; 2006: 1.2217; 2007: 1.1785; 2009: 1.5073; 2010: 1.8086; 2011: 1.8212; 2015: 2.6697 | 2.6697 | 2015
Tunisia | TUN | Physicians (per 1,000 people) | SH.MED.PHYS.ZS | 1960: 0.1; 1965: 0.125; 1970: 0.169; 1975: 0.169; 1980: 0.271; 1981: 0.275; 1986: 0.461; 1990: 0.5374; 1991: 0.5346; 1992: 0.5927; 1993: 0.5984; 1994: 0.5967; 1995: 0.6545; 1996: 0.6674; 1997: 0.6888; 1998: 0.7178; 1999: 0.7444; 2000: 0.7675; 2001: 0.7937; 2002: 0.8074; 2003: 0.8239; 2004: 1.3307; 2005: 0.9326; 2007: 1.0248; 2008: 1.1082; 2010: 1.2214; 2014: 1.2677; 2015: 1.2999; 2016: 1.2722 | 1.2722 | 2016
Turkey | TUR | Physicians (per 1,000 people) | SH.MED.PHYS.ZS | 1960: 0.3; 1961: 0.3; 1962: 0.4; 1963: 0.4; 1964: 0.3; 1965: 0.4; 1966: 0.4; 1967: 0.4; 1968: 0.4; 1969: 0.4; 1990: 0.9391; 1991: 0.9713; 1992: 1.0222; 1993: 1.0776; 1994: 1.1436; 1995: 1.1857; 1996: 1.1939; 1997: 1.2201; 1998: 1.2611; 1999: 1.3163; 2000: 1.3479; 2001: 1.399; 2002: 1.4115; 2003: 1.4294; 2004: 1.4492; 2005: 1.4852; 2006: 1.5193; 2007: 1.5576; 2008: 1.6063; 2009: 1.6631; 2010: 1.7068; 2011: 1.7168; 2012: 1.7403; 2013: 1.7651; 2014: 1.7605 | 1.7605 | 2014
Tuvalu | TUV | Physicians (per 1,000 people) | SH.MED.PHYS.ZS | 2002: 0.625; 2003: 1.0204; 2008: 0.9709; 2009: 1.1538; 2010: 1.091; 2014: 0.9174 | 0.9174 | 2014
Tanzania | TZA | Physicians (per 1,000 people) | SH.MED.PHYS.ZS | 1960: 0.055; 1961: 0.04; 1965: 0.045; 1970: 0.044; 1975: 0.044; 1984: 0.039; 1985: 0.035; 1987: 0.039; 1994: 0.042; 1995: 0.041; 2002: 0.0228; 2010: 0.008; 2012: 0.0302; 2014: 0.0399 | 0.0399 | 2014
Uganda | UGA | Physicians (per 1,000 people) | SH.MED.PHYS.ZS | 1960: 0.074; 1965: 0.09; 1970: 0.108; 1975: 0.108; 1981: 0.047; 1982: 0.046; 1984: 0.044; 1989: 0.045; 1993: 0.04; 2002: 0.047; 2004: 0.0801; 2005: 0.1177; 2010: 0.117; 2012: 0.0928; 2015: 0.0908 | 0.0908 | 2015
Ukraine | UKR | Physicians (per 1,000 people) | SH.MED.PHYS.ZS | 1980: 3.515; 1981: 3.631; 1982: 3.741; 1983: 3.82; 1984: 3.909; 1985: 4.002; 1986: 4.06; 1987: 4.143; 1988: 4.2; 1989: 4.275; 1990: 4.29; 1991: 4.345; 1992: 4.297; 1993: 4.342; 1994: 4.314; 1995: 4.407; 1996: 2.992; 1997: 2.97; 1998: 2.99; 1999: 2.986; 2000: 2.978; 2003: 2.951; 2006: 3.125; 2010: 3.483; 2011: 3.4875; 2012: 3.4991; 2013: 3.5097; 2014: 3.0075 | 3.0075 | 2014
Upper middle income | UMC | Physicians (per 1,000 people) | SH.MED.PHYS.ZS | 1990: 1.3512; 2000: 1.5415; 2015: 1.9713 | 1.9713 | 2015
Uruguay | URY | Physicians (per 1,000 people) | SH.MED.PHYS.ZS | 1960: 1.064; 1965: 1.136; 1970: 1.093; 1975: 1.111; 1981: 1.997; 1984: 1.926; 1985: 1.947; 1990: 3.68; 1992: 3.226; 1995: 3.56; 1996: 3.703; 1999: 3.745; 2002: 3.7214; 2007: 4.181; 2008: 3.9385; 2010: 3.736; 2016: 3.9329; 2017: 5.0499 | 5.0499 | 2017
United States | USA | Physicians (per 1,000 people) | SH.MED.PHYS.ZS | 1.1 |  |  |  |  | 1.2 |  |  |  |  | 1.2 |  |  |  |  | 1.3 | 1.3 | 1.3 | 1.4 | 1.4 | 1.5 | 1.5 | 1.6 | 1.6 |  |  | 1.7 | 1.8 | 1.8 | 1.8 | 1.8 | 1.9 | 1.9 | 1.9 |  | 2.434 | 2 | 2.1 | 2.1 | 2.2 | 2.5917 | 2.2 | 2.3 |  | 2.713 | 2.9401 | 2.402 | 2.41 | 2.416 | 2.422 | 2.4383 | 2.4683 | 2.5041 | 2.5666 | 2.5817 | 2.5858 | 2.5948 |  |  |  | 2.5948 | 2016
Uzbekistan | UZB | Physicians (per 1,000 people) | SH.MED.PHYS.ZS | 1980: 2.669; 1985: 2.694; 1986: 3.255; 1987: 3.319; 1988: 3.364; 1989: 3.386; 1990: 3.388; 1991: 3.425; 1992: 3.321; 1993: 3.338; 1994: 3.295; 1995: 3.239; 1996: 3.171; 1997: 3.115; 1998: 3.085; 1999: 2.975; 2000: 2.946; 2001: 2.885; 2003: 2.745; 2005: 2.65; 2007: 2.617; 2009: 2.561; 2010: 2.5352; 2011: 2.4958; 2012: 2.4375; 2013: 2.3975; 2014: 2.3685 | 2.3685 | 2014
St. Vincent and the Grenadines | VCT | Physicians (per 1,000 people) | SH.MED.PHYS.ZS | 1960: 0.1; 1970: 0.182; 1984: 0.266; 1990: 0.46; 1991: 0.135; 1995: 0.46; 1997: 0.9352; 2000: 0.8248; 2001: 0.5741; 2004: 0.93; 2010: 0.6587 | 0.6587 | 2010
Venezuela, RB | VEN | Physicians (per 1,000 people) | SH.MED.PHYS.ZS | 1960: 0.666; 1965: 0.815; 1970: 0.883; 1974: 0.904; 1975: 0.904; 1976: 0.904; 1980: 0.83; 1981: 0.996; 1982: 0.833; 1984: 1.436; 1985: 1.196; 1986: 1.399; 1987: 1.401; 1988: 1.6; 1989: 1.695; 1990: 1.564; 1995: 1.94; 2001: 1.924 | 1.924 | 2001
British Virgin Islands | VGB | Physicians (per 1,000 people) | SH.MED.PHYS.ZS | [60 empty] | No reported value | No reported value
Virgin Islands (U.S.) | VIR | Physicians (per 1,000 people) | SH.MED.PHYS.ZS | 1990: 1.65; 1995: 1.645 | 1.645 | 1995
Vietnam | VNM | Physicians (per 1,000 people) | SH.MED.PHYS.ZS | 1980: 0.241; 1981: 0.247; 1986: 1.056; 1989: 0.391; 1990: 0.404; 1991: 0.407; 1992: 0.437; 1997: 0.569; 1998: 0.48; 1999: 0.515; 2001: 0.5217; 2002: 0.5486; 2005: 0.6104; 2006: 0.6204; 2007: 0.638; 2008: 0.6612; 2009: 0.6944; 2010: 0.706; 2011: 1.152; 2012: 0.815; 2013: 1.18; 2014: 0.776; 2015: 0.7887; 2016: 0.8199 | 0.8199 | 2016
Vanuatu | VUT | Physicians (per 1,000 people) | SH.MED.PHYS.ZS | 1960: 0.277; 1970: 0.301; 1980: 0.191; 1981: 0.189; 1986: 0.204; 1989: 0.125; 1991: 0.099; 1997: 0.1143; 2004: 0.147; 2007: 0.1182; 2008: 0.1154; 2010: 0.116; 2012: 0.1859; 2016: 0.1706 | 0.1706 | 2016
World | WLD | Physicians (per 1,000 people) | SH.MED.PHYS.ZS | 1990: 1.2546; 2000: 1.2947; 2015: 1.5021 | 1.5021 | 2015
Samoa | WSM | Physicians (per 1,000 people) | SH.MED.PHYS.ZS | 1960: 0.441; 1970: 0.35; 1980: 0.361; 1981: 0.404; 1986: 0.28; 1989: 0.207; 1992: 0.365; 1996: 0.344; 1998: 0.33; 1999: 0.6904; 2003: 0.2814; 2005: 0.2779; 2008: 0.4632; 2010: 0.3437; 2012: 0.3805; 2013: 0.4822; 2016: 0.3409 | 0.3409 | 2016
Kosovo | XKX | Physicians (per 1,000 people) | SH.MED.PHYS.ZS | [60 empty] | No reported value | No reported value
Yemen, Rep. | YEM | Physicians (per 1,000 people) | SH.MED.PHYS.ZS | 1960: 0.023; 1965: 0.032; 1970: 0.029; 1981: 0.145; 1985: 0.171; 1990: 0.007; 1995: 0.247; 1996: 0.23; 1997: 0.2324; 1998: 0.2; 2001: 0.219; 2004: 0.3367; 2008: 0.309; 2009: 0.3102; 2014: 0.3104 | 0.3104 | 2014
South Africa | ZAF | Physicians (per 1,000 people) | SH.MED.PHYS.ZS | 1965: 0.488; 1975: 0.539; 1978: 0.551; 1987: 0.613; 1992: 0.624; 1996: 0.593; 2004: 0.7219; 2010: 0.7289; 2011: 0.7143; 2012: 0.7254; 2013: 0.7411; 2014: 0.7542; 2015: 0.7827; 2016: 0.8024; 2017: 0.9101 | 0.9101 | 2017
Zambia | ZMB | Physicians (per 1,000 people) | SH.MED.PHYS.ZS | 1960: 0.107; 1965: 0.088; 1970: 0.073; 1975: 0.074; 1980: 0.076; 1981: 0.126; 1983: 0.14; 1985: 0.141; 1990: 0.092; 1995: 0.069; 2004: 0.1278; 2005: 0.0536; 2006: 0.0524; 2008: 0.0608; 2009: 0.0595; 2010: 0.0604; 2011: 0.1621; 2012: 0.1632; 2016: 0.0913 | 0.0913 | 2016
Zimbabwe | ZWE | Physicians (per 1,000 people) | SH.MED.PHYS.ZS | 1960: 0.202; 1965: 0.125; 1970: 0.162; 1975: 0.158; 1980: 0.161; 1981: 0.139; 1987: 0.135; 1990: 0.1296; 1995: 0.144; 2002: 0.057; 2004: 0.1633; 2007: 0.05; 2008: 0.0544; 2009: 0.0599; 2010: 0.065; 2011: 0.0733; 2012: 0.072; 2013: 0.074; 2014: 0.0763 | 0.0763 | 2014

## WHO Labs Data
Lab Scientists and Technicians
Description: Number of lab scientists and technicians by country by year, converted to number per 1,000 people per country. Note that most recent year of data varies by country.
Source: WHO - https://apps.who.int/gho/data/node.main.HWFGRP?lang=en
Country | Country Code | Year | Medical and Pathology Laboratory scientists (number) | Medical and Pathology Laboratory Technicians (number) | Total | Population in year | # per 1,000
Algeria | DZA | 2007 |  | 4922 | 4922 | 42228429 | 0.11656 | Average | 0.22761
Angola | AGO | 2004 |  | 1376 | 1376 | 30809762 | 0.044661
Antigua and Barbuda | ATG | 2007 |  | 8 | 8 | 96286 | 0.083086
Argentina | ARG | 2004 | 19629 |  | 19629 | 44494502 | 0.44116
Bahamas, The | BHS | 2011 |  | 104 | 104 | 385640 | 0.26968
Bahrain | BHR | 2015 |  | 295 | 295 | 1569439 | 0.18797
Bangladesh | BGD | 2012 |  | 6614 | 6614 | 161356039 | 0.04099
Barbados | BRB | 2005 |  | 2 | 2 | 286641 | 0.0069774
Benin | BEN | 2016 |  | 1166 | 1166 | 11485048 | 0.10152
Bhutan | BTN | 2017 | 63 | 245 | 308 | 754394 | 0.40827
Bolivia | BOL | 2011 |  | 562 | 562 | 11353142 | 0.049502
Botswana | BWA | 2009 |  | 317 | 317 | 2254126 | 0.14063
Brazil | BRA | 2017 |  | 43744 | 43744 | 209469333 | 0.20883
Brunei Darussalam | BRN | 2015 | 113 | 27 | 140 | 428962 | 0.32637
Burkina Faso | BFA | 2012 |  | 458 | 458 | 19751535 | 0.023188
Burundi | BDI | 2010 | 16 | 335 | 351 | 11175378 | 0.031408
Cambodia | KHM | 2014 | 554 |  | 554 | 16249798 | 0.034093
Cameroon | CMR | 2004 |  | 1793 | 1793 | 25216237 | 0.071105
Canada | CAN | 2009 |  | 19885 | 19885 | 37058856 | 0.53658
Central African Republic | CAF | 2009 |  | 40 | 40 | 4666377 | 0.008572
Chad | TCD | 2004 | 111 | 195 | 306 | 15477751 | 0.01977
Chile | CHL | 2009 | 29 |  | 29 | 18729160 | 0.0015484
China | CHN | 2010 |  | 230572 | 230572 | 1392730000 | 0.16555
Comoros | COM | 2012 |  | 86 | 86 | 832322 | 0.10333
Congo, Rep. | COG | 2007 | 280 | 54 | 334 | 5244363 | 0.063687
Cook Islands | #N/A | 2014 | 10 |  | 10 | #N/A | 0
Costa Rica | CRI | 2013 | 624 |  | 624 | 4999441 | 0.12481
Côte d'Ivoire | CIV | 2014 | 2380 | 1600 | 3980 | #N/A | 0
Cuba | CUB | 2014 |  | 6015 | 6015 | 11338138 | 0.53051
Cyprus | CYP | 2008 | 22 | 312 | 334 | 1189265 | 0.28085
Congo, Dem. Rep. | COD | 2009 |  | 2126 | 2126 | 84068091 | 0.025289
Djibouti | DJI | 2005 | 3 | 56 | 59 | 958920 | 0.061528
Ecuador | ECU | 2015 |  | 4140 | 4140 | 17084357 | 0.24233
Egypt, Arab Rep. | EGY | 2017 | 2122 | 14133 | 16255 | 98423595 | 0.16515
El Salvador | SLV | 2016 |  | 2049 | 2049 | 6420744 | 0.31912
Equatorial Guinea | GNQ | 2004 | 3 | 80 | 83 | 1308974 | 0.063408
Eritrea | ERI | 2004 | 17 | 183 | 200 | 0 | 0
Eswatini | SWZ | 2011 |  | 41 | 41 | 1136191 | 0.036085
Ethiopia | ETH | 2009 |  | 2823 | 2823 | 109224559 | 0.025846
Fiji | FJI | 2015 | 177 |  | 177 | 883483 | 0.20034
Finland | FIN | 2002 |  | 6822 | 6822 | 5518050 | 1.2363
Gabon | GAB | 2016 |  | 287 | 287 | 2119275 | 0.13542
Gambia, The | GMB | 2015 | 11 | 141 | 152 | 2280102 | 0.066664
Ghana | GHA | 2013 |  | 3987 | 3987 | 29767108 | 0.13394
Greece | GRC | 2011 |  | 6190 | 6190 | 10727668 | 0.57701
Grenada | GRD | 2003 |  | 13 | 13 | 111454 | 0.11664
Guatemala | GTM | 2018 | 127 | 399 | 526 | 17247807 | 0.030497
Guinea | GIN | 2016 |  | 209 | 209 | 12414318 | 0.016835
Guinea-Bissau | GNB | 2009 |  | 207 | 207 | 1874309 | 0.11044
Guyana | GUY | 2018 |  | 21 | 21 | 779004 | 0.026957
Haiti | HTI | 2018 |  | 1731 | 1731 | 11123176 | 0.15562
Iceland | ISL | 2009 | 299 |  | 299 | 353574 | 0.84565
Indonesia | IDN | 2009 |  | 1829 | 1829 | 267663435 | 0.0068332
Iran, Islamic Rep. | IRN | 2006 |  | 7930 | 7930 | 81800269 | 0.096943
Jamaica | JAM | 2016 |  | 130 | 130 | 2934855 | 0.044295
Jordan | JOR | 2004 | 2000 | 2350 | 4350 | 9956011 | 0.43692
Kenya | KEN | 2004 | 6000 |  | 6000 | 51393010 | 0.11675
Kiribati | KIR | 2013 |  | 20 | 20 | 115847 | 0.17264
Lao PDR | LAO | 2014 | 636 |  | 636 | 7061507 | 0.090066
Lebanon | LBN | 2005 | 535 |  | 535 | 6848925 | 0.078114
Lesotho | LSO | 2003 |  | 73 | 73 | 2108132 | 0.034628
Liberia | LBR | 2010 |  | 376 | 376 | 4818977 | 0.078025
Malawi | MWI | 2016 |  | 397 | 397 | 18143315 | 0.021881
Malaysia | MYS | 2015 |  | 6324 | 6324 | 31528585 | 0.20058
Maldives | MDV | 2016 | 10 | 139 | 149 | 515696 | 0.28893
Mali | MLI | 2010 | 28 | 398 | 426 | 19077690 | 0.02233
Marshall Islands | MHL | 2012 |  | 19 | 19 | 58413 | 0.32527
Mauritania | MRT | 2009 | 70 | 41 | 111 | 4403319 | 0.025208
Mauritius | MUS | 2011 | 1 | 361 | 362 | 1265303 | 0.2861
Mexico | MEX | 2010 |  | 21674 | 21674 | 126190788 | 0.17176
Micronesia, Fed. Sts. | FSM | 2008 |  | 33 | 33 | 112640 | 0.29297
Mongolia | MNG | 2016 |  | 435 | 435 | 3170208 | 0.13721
Morocco | MAR | 2017 | 595 |  | 595 | 36029138 | 0.016514
Mozambique | MOZ | 2017 |  | 1955 | 1955 | 29495962 | 0.06628
Myanmar | MMR | 2015 |  | 4258 | 4258 | 53708395 | 0.07928
Namibia | NAM | 2004 |  | 160 | 160 | 2448255 | 0.065353
Nauru | NRU | 2015 | 4 | 3 | 7 | 12704 | 0.55101
Nepal | NPL | 2004 |  | 3104 | 3104 | 28087871 | 0.11051
New Zealand | NZL | 2013 | 3232 |  | 3232 | 4885500 | 0.66155
Nicaragua | NIC | 2018 |  | 1270 | 1270 | 6465513 | 0.19643
Niger | NER | 2009 | 369 |  | 369 | 22442948 | 0.016442
Nigeria | NGA | 2008 | 12703 | 9980 | 22683 | 195874740 | 0.1158
Niue | #N/A | 2008 |  | 1 | 1 | #N/A | 0
Oman | OMN | 2017 |  | 2387 | 2387 | 4829483 | 0.49426
Pakistan | PAK | 2015 |  | 37613 | 37613 | 212215030 | 0.17724
Palau | PLW | 1998 |  | 13 | 13 | 17907 | 0.72597
Paraguay | PRY | 2012 | 1395 |  | 1395 | 6956071 | 0.20054
Peru | PER | 2012 | 1512 |  | 1512 | 31989256 | 0.047266
Qatar | QAT | 2006 | 504 |  | 504 | 2781677 | 0.18119
Korea, Rep. | KOR | 2004 |  | 35220 | 35220 | 51635256 | 0.68209
Moldova | MDA | 2015 |  | 17776 | 17776 | 3545883 | 5.0131
Romania | ROU | 2011 |  | 460 | 460 | 19473936 | 0.023621
Rwanda | RWA | 2015 |  | 1545 | 1545 | 12301939 | 0.12559
St. Vincent and the Grenadines | VCT | 2004 |  | 13 | 13 | 110210 | 0.11796
Samoa | WSM | 2014 | 37 |  | 37 | 196130 | 0.18865
São Tomé and Principe | STP | 2004 |  | 44 | 44 | #N/A | 0
Senegal | SEN | 2016 |  | 37 | 37 | 15854360 | 0.0023337
Serbia | SRB | 2016 |  | 5652 | 5652 | 6982084 | 0.8095
Seychelles | SYC | 2004 |  | 46 | 46 | 96762 | 0.47539
Sierra Leone | SLE | 2011 | 183 | 78 | 261 | 7650154 | 0.034117
Slovak Republic | SVK | 2015 |  | 3147 | 3147 | 5447011 | 0.57775
Solomon Islands | SLB | 2013 |  | 42 | 42 | 652858 | 0.064333
Somalia | SOM | 2005 |  | 149 | 149 | 15008154 | 0.0099279
South Africa | ZAF | 2015 | 149 | 453 | 602 | 57779622 | 0.010419
Sri Lanka | LKA | 2015 |  | 1799 | 1799 | 21670000 | 0.083018
Sudan | SDN | 2004 | 35 | 2416 | 2451 | 41801533 | 0.058634
Thailand | THA | 2016 |  | 2442 | 2442 | 69428524 | 0.035173
Timor-Leste | TLS | 2011 |  | 132 | 132 | 1267972 | 0.1041
Togo | TGO | 2015 | 407 |  | 407 | 7889094 | 0.05159
Tonga | TON | 2013 |  | 25 | 25 | 103197 | 0.24226
Tunisia | TUN | 2004 | 358 | 1942 | 2300 | 11565204 | 0.19887
Tuvalu | TUV | 2014 |  | 2 | 2 | 11508 | 0.17379
Uganda | UGA | 2015 |  | 2447 | 2447 | 42723139 | 0.057276
Tanzania | TZA | 2014 | 93 | 2508 | 2601 | 56318348 | 0.046184
United States | USA | 2010 | 552276 |  | 552276 | 327167434 | 1.6881
Uruguay | URY | 2016 |  | 1420 | 1420 | 3449299 | 0.41168
Vanuatu | VUT | 2012 | 59 |  | 59 | 292680 | 0.20159
Yemen, Rep. | YEM | 2010 | 1113 | 1809 | 2922 | 28498687 | 0.10253
Zambia | ZMB | 2016 | 921 |  | 921 | 17351822 | 0.053078
Zimbabwe | ZWE | 2014 | 355 |  | 355 | 14439018 | 0.024586

## WB CHWs Data
Community Health Workers
Description: Number of CHWs per 1,000 people by country by year. Note that most recent year of data varies by country.
Source: World Bank - World Development Indicators https://data.worldbank.org/indicator/SH.MED.CMHW.P3
Note that in the absence of good data on CHWs in many countries we have taken a proxy of 0.4/1000 in population. This is likely an overestimate and is to be conservative on potential demand/ need.
Data Source | World Development Indicators
Last Updated Date | 2019-12-20 | [62 empty] | Reference if unknown | 0.4 | Based on discussions with Health Workforce Team and WHO global estimates
Country Name | Country Code | Indicator Name | Indicator Code | 1960 | 1961 | 1962 | 1963 | 1964 | 1965 | 1966 | 1967 | 1968 | 1969 | 1970 | 1971 | 1972 | 1973 | 1974 | 1975 | 1976 | 1977 | 1978 | 1979 | 1980 | 1981 | 1982 | 1983 | 1984 | 1985 | 1986 | 1987 | 1988 | 1989 | 1990 | 1991 | 1992 | 1993 | 1994 | 1995 | 1996 | 1997 | 1998 | 1999 | 2000 | 2001 | 2002 | 2003 | 2004 | 2005 | 2006 | 2007 | 2008 | 2009 | 2010 | 2011 | 2012 | 2013 | 2014 | 2015 | 2016 | 2017 | 2018 | 2019 | Latest value | Latest year | Value
Aruba | ABW | Community health workers (per 1,000 people) | SH.MED.CMHW.P3 | [60 empty] | No reported value | No reported value | 0.4
Afghanistan | AFG | Community health workers (per 1,000 people) | SH.MED.CMHW.P3 | [60 empty] | No reported value | No reported value | 0.4
Angola | AGO | Community health workers (per 1,000 people) | SH.MED.CMHW.P3 | [60 empty] | No reported value | No reported value | 0.4
Albania | ALB | Community health workers (per 1,000 people) | SH.MED.CMHW.P3 | [60 empty] | No reported value | No reported value | 0.4
Andorra | AND | Community health workers (per 1,000 people) | SH.MED.CMHW.P3 | [60 empty] | No reported value | No reported value | 0.4
Arab World | ARB | Community health workers (per 1,000 people) | SH.MED.CMHW.P3 | [60 empty] | No reported value | No reported value | 0.4
United Arab Emirates | ARE | Community health workers (per 1,000 people) | SH.MED.CMHW.P3 | [60 empty] | No reported value | No reported value | 0.4
Argentina | ARG | Community health workers (per 1,000 people) | SH.MED.CMHW.P3 | [60 empty] | No reported value | No reported value | 0.4
Armenia | ARM | Community health workers (per 1,000 people) | SH.MED.CMHW.P3 | [60 empty] | No reported value | No reported value | 0.4
American Samoa | ASM | Community health workers (per 1,000 people) | SH.MED.CMHW.P3 | [60 empty] | No reported value | No reported value | 0.4
Antigua and Barbuda | ATG | Community health workers (per 1,000 people) | SH.MED.CMHW.P3 | [60 empty] | No reported value | No reported value | 0.4
Australia | AUS | Community health workers (per 1,000 people) | SH.MED.CMHW.P3 | 1996: 0.039; 2001: 0.197; 2006: 0.049 | 0.049 | 2006 | 0.049
Austria | AUT | Community health workers (per 1,000 people) | SH.MED.CMHW.P3 | [60 empty] | No reported value | No reported value | 0.4
Azerbaijan | AZE | Community health workers (per 1,000 people) | SH.MED.CMHW.P3 | [60 empty] | No reported value | No reported value | 0.4
Burundi | BDI | Community health workers (per 1,000 people) | SH.MED.CMHW.P3 | 2004: 0.072 | 0.072 | 2004 | 0.072
Belgium | BEL | Community health workers (per 1,000 people) | SH.MED.CMHW.P3 | [60 empty] | No reported value | No reported value | 0.4
Benin | BEN | Community health workers (per 1,000 people) | SH.MED.CMHW.P3 | [60 empty] | No reported value | No reported value | 0.4
Burkina Faso | BFA | Community health workers (per 1,000 people) | SH.MED.CMHW.P3 | 2004: 0.092; 2006: 0.091; 2010: 0.126; 2012: 0.127 | 0.127 | 2012 | 0.127
Bangladesh | BGD | Community health workers (per 1,000 people) | SH.MED.CMHW.P3 | 2004: 0.151; 2005: 0.147; 2011: 0.393; 2012: 0.476 | 0.476 | 2012 | 0.476
Bulgaria | BGR | Community health workers (per 1,000 people) | SH.MED.CMHW.P3 | [60 empty] | No reported value | No reported value | 0.4
Bahrain | BHR | Community health workers (per 1,000 people) | SH.MED.CMHW.P3 | [60 empty] | No reported value | No reported value | 0.4
Bahamas, The | BHS | Community health workers (per 1,000 people) | SH.MED.CMHW.P3 | [60 empty] | No reported value | No reported value | 0.4
Bosnia and Herzegovina | BIH | Community health workers (per 1,000 people) | SH.MED.CMHW.P3 | [60 empty] | No reported value | No reported value | 0.4
Belarus | BLR | Community health workers (per 1,000 people) | SH.MED.CMHW.P3 | [60 empty] | No reported value | No reported value | 0.4
Belize | BLZ | Community health workers (per 1,000 people) | SH.MED.CMHW.P3 | 2009: 0.503 | 0.503 | 2009 | 0.503
Bermuda | BMU | Community health workers (per 1,000 people) | SH.MED.CMHW.P3 | [60 empty] | No reported value | No reported value | 0.4
Bolivia | BOL | Community health workers (per 1,000 people) | SH.MED.CMHW.P3 | 2001: 0.118 | 0.118 | 2001 | 0.118
Brazil | BRA | Community health workers (per 1,000 people) | SH.MED.CMHW.P3 | [60 empty] | No reported value | No reported value | 0.4
Barbados | BRB | Community health workers (per 1,000 people) | SH.MED.CMHW.P3 | [60 empty] | No reported value | No reported value | 0.4
Brunei Darussalam | BRN | Community health workers (per 1,000 people) | SH.MED.CMHW.P3 | [60 empty] | No reported value | No reported value | 0.4
Bhutan | BTN | Community health workers (per 1,000 people) | SH.MED.CMHW.P3 | 2004: 0.732; 2007: 0.728; 2008: 0.129; 2012: 0.909; 2013: 0.155; 2014: 0.178; 2015: 0.19; 2016: 0.069 | 0.069 | 2016 | 0.069
Botswana | BWA | Community health workers (per 1,000 people) | SH.MED.CMHW.P3 | 1998: 0.442; 1999: 0.454; 2000: 0.731; 2001: 0.466; 2002: 0.482; 2003: 0.479; 2005: 0.494; 2006: 0.485; 2008: 0.229; 2009: 0.083 | 0.083 | 2009 | 0.083
Central African Republic | CAF | Community health workers (per 1,000 people) | SH.MED.CMHW.P3 | 2004: 0.025; 2008: 0.408; 2009: 0.393 | 0.393 | 2009 | 0.393
Canada | CAN | Community health workers (per 1,000 people) | SH.MED.CMHW.P3 | [60 empty] | No reported value | No reported value | 0.4
Central Europe and the Baltics | CEB | Community health workers (per 1,000 people) | SH.MED.CMHW.P3 | [60 empty] | No reported value | No reported value | 0.4
Switzerland | CHE | Community health workers (per 1,000 people) | SH.MED.CMHW.P3 | [60 empty] | No reported value | No reported value | 0.4
Channel Islands | CHI | Community health workers (per 1,000 people) | SH.MED.CMHW.P3 | [60 empty] | No reported value | No reported value | 0.4
Chile | CHL | Community health workers (per 1,000 people) | SH.MED.CMHW.P3 | 1992: 0.021 | 0.021 | 1992 | 0.021
China | CHN | Community health workers (per 1,000 people) | SH.MED.CMHW.P3 | 1990: 1.061; 1995: 1.078; 1996: 1.057; 1997: 1.051; 1998: 1.052; 1999: 1.043; 2000: 1.033; 2001: 0.084; 2003: 0.668; 2004: 0.676; 2005: 0.698; 2006: 0.725; 2007: 0.702; 2008: 0.703; 2009: 0.83; 2010: 0.81; 2011: 0.831 | 0.831 | 2011 | 0.831
Cote d'Ivoire | CIV | Community health workers (per 1,000 people) | SH.MED.CMHW.P3 | [60 empty] | No reported value | No reported value | 0.4
Cameroon | CMR | Community health workers (per 1,000 people) | SH.MED.CMHW.P3 | [60 empty] | No reported value | No reported value | 0.4
Congo, Dem. Rep. | COD | Community health workers (per 1,000 people) | SH.MED.CMHW.P3 | [60 empty] | No reported value | No reported value | 0.4
Congo, Rep. | COG | Community health workers (per 1,000 people) | SH.MED.CMHW.P3 | [60 empty] | No reported value | No reported value | 0.4
Colombia | COL | Community health workers (per 1,000 people) | SH.MED.CMHW.P3 | [60 empty] | No reported value | No reported value | 0.4
Comoros | COM | Community health workers (per 1,000 people) | SH.MED.CMHW.P3 | [60 empty] | No reported value | No reported value | 0.4
Cabo Verde | CPV | Community health workers (per 1,000 people) | SH.MED.CMHW.P3 | 2004: 0.139 | 0.139 | 2004 | 0.139
Costa Rica | CRI | Community health workers (per 1,000 people) | SH.MED.CMHW.P3 | [60 empty] | No reported value | No reported value | 0.4
Caribbean small states | CSS | Community health workers (per 1,000 people) | SH.MED.CMHW.P3 | [60 empty] | No reported value | No reported value | 0.4
Cuba | CUB | Community health workers (per 1,000 people) | SH.MED.CMHW.P3 | [60 empty] | No reported value | No reported value | 0.4
Curacao | CUW | Community health workers (per 1,000 people) | SH.MED.CMHW.P3 | [60 empty] | No reported value | No reported value | 0.4
Cayman Islands | CYM | Community health workers (per 1,000 people) | SH.MED.CMHW.P3 | [60 empty] | No reported value | No reported value | 0.4
Cyprus | CYP | Community health workers (per 1,000 people) | SH.MED.CMHW.P3 | [60 empty] | No reported value | No reported value | 0.4
Czech Republic | CZE | Community health workers (per 1,000 people) | SH.MED.CMHW.P3 | [60 empty] | No reported value | No reported value | 0.4
Germany | DEU | Community health workers (per 1,000 people) | SH.MED.CMHW.P3 | [60 empty] | No reported value | No reported value | 0.4
Djibouti | DJI | Community health workers (per 1,000 people) | SH.MED.CMHW.P3 | [60 empty] | No reported value | No reported value | 0.4
Dominica | DMA | Community health workers (per 1,000 people) | SH.MED.CMHW.P3 | [60 empty] | No reported value | No reported value | 0.4
Denmark | DNK | Community health workers (per 1,000 people) | SH.MED.CMHW.P3 | [60 empty] | No reported value | No reported value | 0.4
Dominican Republic | DOM | Community health workers (per 1,000 people) | SH.MED.CMHW.P3 | [60 empty] | No reported value | No reported value | 0.4
Algeria | DZA | Community health workers (per 1,000 people) | SH.MED.CMHW.P3 | [60 empty] | No reported value | No reported value | 0.4
East Asia & Pacific (excluding high income) | EAP | Community health workers (per 1,000 people) | SH.MED.CMHW.P3 | 1990: 1.061; 2000: 0.98674; 2011: 0.68148 | 0.68148 | 2011 | 0.68148
Early-demographic dividend | EAR | Community health workers (per 1,000 people) | SH.MED.CMHW.P3 | 2011: 0.42702 | 0.42702 | 2011 | 0.42702
East Asia & Pacific | EAS | Community health workers (per 1,000 people) | SH.MED.CMHW.P3 | 2011: 0.67218 | 0.67218 | 2011 | 0.67218
Europe & Central Asia (excluding high income) | ECA | Community health workers (per 1,000 people) | SH.MED.CMHW.P3 | [60 empty] | No reported value | No reported value | 0.4
Europe & Central Asia | ECS | Community health workers (per 1,000 people) | SH.MED.CMHW.P3 | [60 empty] | No reported value | No reported value | 0.4
Ecuador | ECU | Community health workers (per 1,000 people) | SH.MED.CMHW.P3 | [60 empty] | No reported value | No reported value | 0.4
Egypt, Arab Rep. | EGY | Community health workers (per 1,000 people) | SH.MED.CMHW.P3 | [60 empty] | No reported value | No reported value | 0.4
Euro area | EMU | Community health workers (per 1,000 people) | SH.MED.CMHW.P3 | [60 empty] | No reported value | No reported value | 0.4
Eritrea | ERI | Community health workers (per 1,000 people) | SH.MED.CMHW.P3 | [60 empty] | No reported value | No reported value | 0.4
Spain | ESP | Community health workers (per 1,000 people) | SH.MED.CMHW.P3 | [60 empty] | No reported value | No reported value | 0.4
Estonia | EST | Community health workers (per 1,000 people) | SH.MED.CMHW.P3 | 2000: 0.031 | 0.031 | 2000 | 0.031
Ethiopia | ETH | Community health workers (per 1,000 people) | SH.MED.CMHW.P3 | 2003: 0.185; 2004: 0.211; 2007: 0.218; 2008: 0.296; 2009: 0.363 | 0.363 | 2009 | 0.363
European Union | EUU | Community health workers (per 1,000 people) | SH.MED.CMHW.P3 | [60 empty] | No reported value | No reported value | 0.4
Fragile and conflict affected situations | FCS | Community health workers (per 1,000 people) | SH.MED.CMHW.P3 | [60 empty] | No reported value | No reported value | 0.4
Finland | FIN | Community health workers (per 1,000 people) | SH.MED.CMHW.P3 | [60 empty] | No reported value | No reported value | 0.4
Fiji | FJI | Community health workers (per 1,000 people) | SH.MED.CMHW.P3 | [60 empty] | No reported value | No reported value | 0.4
France | FRA | Community health workers (per 1,000 people) | SH.MED.CMHW.P3 | 2007: 0.028 | 0.028 | 2007 | 0.028
Faroe Islands | FRO | Community health workers (per 1,000 people) | SH.MED.CMHW.P3 | [60 empty] | No reported value | No reported value | 0.4
Micronesia, Fed. Sts. | FSM | Community health workers (per 1,000 people) | SH.MED.CMHW.P3 | 2008: 0.297 | 0.297 | 2008 | 0.297
Gabon | GAB | Community health workers (per 1,000 people) | SH.MED.CMHW.P3 | [60 empty] | No reported value | No reported value | 0.4
United Kingdom | GBR | Community health workers (per 1,000 people) | SH.MED.CMHW.P3 | [60 empty] | No reported value | No reported value | 0.4
Georgia | GEO | Community health workers (per 1,000 people) | SH.MED.CMHW.P3 | [60 empty] | No reported value | No reported value | 0.4
Ghana | GHA | Community health workers (per 1,000 people) | SH.MED.CMHW.P3 | 1998: 0.488; 1999: 0.556; 2000: 0.556; 2001: 0.556; 2002: 0.556; 2003: 0.563; 2008: 0.195 | 0.195 | 2008 | 0.195
Gibraltar | GIB | Community health workers (per 1,000 people) | SH.MED.CMHW.P3 | [60 empty] | No reported value | No reported value | 0.4
Guinea | GIN | Community health workers (per 1,000 people) | SH.MED.CMHW.P3 | 2016: 0.517 | 0.517 | 2016 | 0.517
Gambia, The | GMB | Community health workers (per 1,000 people) | SH.MED.CMHW.P3 | 2003: 0.305; 2007: 0.752; 2008: 0.725 | 0.725 | 2008 | 0.725
Guinea-Bissau | GNB | Community health workers (per 1,000 people) | SH.MED.CMHW.P3 | 2004: 1.645 | 1.645 | 2004 | 1.645
Equatorial Guinea | GNQ | Community health workers (per 1,000 people) | SH.MED.CMHW.P3 | 2004: 0.508 | 0.508 | 2004 | 0.508
Greece | GRC | Community health workers (per 1,000 people) | SH.MED.CMHW.P3 | [60 empty] | No reported value | No reported value | 0.4
Grenada | GRD | Community health workers (per 1,000 people) | SH.MED.CMHW.P3 | 1998: 0.395; 1999: 0.444; 2000: 0.443; 2001: 0.442; 2002: 0.441; 2003: 0.44 | 0.44 | 2003 | 0.44
Greenland | GRL | Community health workers (per 1,000 people) | SH.MED.CMHW.P3 | [60 empty] | No reported value | No reported value | 0.4
Guatemala | GTM | Community health workers (per 1,000 people) | SH.MED.CMHW.P3 | [60 empty] | No reported value | No reported value | 0.4
Guam | GUM | Community health workers (per 1,000 people) | SH.MED.CMHW.P3 | [60 empty] | No reported value | No reported value | 0.4
Guyana | GUY | Community health workers (per 1,000 people) | SH.MED.CMHW.P3 | 2009: 0.326; 2010: 0.325 | 0.325 | 2010 | 0.325
High income | HIC | Community health workers (per 1,000 people) | SH.MED.CMHW.P3 | [60 empty] | No reported value | No reported value | 0.4
Hong Kong SAR, China | HKG | Community health workers (per 1,000 people) | SH.MED.CMHW.P3 | [60 empty] | No reported value | No reported value | 0.4
Honduras | HND | Community health workers (per 1,000 people) | SH.MED.CMHW.P3 | [60 empty] | No reported value | No reported value | 0.4
Heavily indebted poor countries (HIPC) | HPC | Community health workers (per 1,000 people) | SH.MED.CMHW.P3 | [60 empty] | No reported value | No reported value | 0.4
Croatia | HRV | Community health workers (per 1,000 people) | SH.MED.CMHW.P3 | [60 empty] | No reported value | No reported value | 0.4
Haiti | HTI | Community health workers (per 1,000 people) | SH.MED.CMHW.P3 | [60 empty] | No reported value | No reported value | 0.4
Hungary | HUN | Community health workers (per 1,000 people) | SH.MED.CMHW.P3 | [60 empty] | No reported value | No reported value | 0.4
IBRD only | IBD | Community health workers (per 1,000 people) | SH.MED.CMHW.P3 | [60 empty] | No reported value | No reported value | 0.4
IDA & IBRD total | IBT | Community health workers (per 1,000 people) | SH.MED.CMHW.P3 | [60 empty] | No reported value | No reported value | 0.4
IDA total | IDA | Community health workers (per 1,000 people) | SH.MED.CMHW.P3 | [60 empty] | No reported value | No reported value | 0.4
IDA blend | IDB | Community health workers (per 1,000 people) | SH.MED.CMHW.P3 | 2011: 0.11693 | 0.11693 | 2011 | 0.11693
Indonesia | IDN | Community health workers (per 1,000 people) | SH.MED.CMHW.P3 | 2015: 0 | 0 | 2015 | 0
IDA only | IDX | Community health workers (per 1,000 people) | SH.MED.CMHW.P3 | [60 empty] | No reported value | No reported value | 0.4
Isle of Man | IMN | Community health workers (per 1,000 people) | SH.MED.CMHW.P3 | [60 empty] | No reported value | No reported value | 0.4
India | IND | Community health workers (per 1,000 people) | SH.MED.CMHW.P3 | 1991: 0.154; 2003: 0.627; 2004: 0.621; 2005: 0.627; 2006: 0.614; 2007: 0.614; 2008: 0.63; 2009: 0.62; 2010: 0.578; 2011: 0.504; 2016: 0.581 | 0.581 | 2016 | 0.581
Not classified | INX | Community health workers (per 1,000 people) | SH.MED.CMHW.P3 | [60 empty] | No reported value | No reported value | 0.4
Ireland | IRL | Community health workers (per 1,000 people) | SH.MED.CMHW.P3 | [60 empty] | No reported value | No reported value | 0.4
Iran, Islamic Rep. | IRN | Community health workers (per 1,000 people) | SH.MED.CMHW.P3 | 2004: 0.364 | 0.364 | 2004 | 0.364
Iraq | IRQ | Community health workers (per 1,000 people) | SH.MED.CMHW.P3 | 2004: 0.006 | 0.006 | 2004 | 0.006
Iceland | ISL | Community health workers (per 1,000 people) | SH.MED.CMHW.P3 | [60 empty] | No reported value | No reported value | 0.4
Israel | ISR | Community health workers (per 1,000 people) | SH.MED.CMHW.P3 | [60 empty] | No reported value | No reported value | 0.4
Italy | ITA | Community health workers (per 1,000 people) | SH.MED.CMHW.P3 | [60 empty] | No reported value | No reported value | 0.4
Jamaica | JAM | Community health workers (per 1,000 people) | SH.MED.CMHW.P3 | 2008: 0.268; 2012: 0.233; 2013: 0.251; 2014: 0.255; 2015: 0.307; 2016: 0.319 | 0.319 | 2016 | 0.319
Jordan | JOR | Community health workers (per 1,000 people) | SH.MED.CMHW.P3 | 2004: 0.193 | 0.193 | 2004 | 0.193
Japan | JPN | Community health workers (per 1,000 people) | SH.MED.CMHW.P3 | [60 empty] | No reported value | No reported value | 0.4
Kazakhstan | KAZ | Community health workers (per 1,000 people) | SH.MED.CMHW.P3 | [60 empty] | No reported value | No reported value | 0.4
Kenya | KEN | Community health workers (per 1,000 people) | SH.MED.CMHW.P3 | [60 empty] | No reported value | No reported value | 0.4
Kyrgyz Republic | KGZ | Community health workers (per 1,000 people) | SH.MED.CMHW.P3 | [60 empty] | No reported value | No reported value | 0.4
Cambodia | KHM | Community health workers (per 1,000 people) | SH.MED.CMHW.P3 | 2004: 0.125 | 0.125 | 2004 | 0.125
Kiribati | KIR | Community health workers (per 1,000 people) | SH.MED.CMHW.P3 | [60 empty] | No reported value | No reported value | 0.4
St. Kitts and Nevis | KNA | Community health workers (per 1,000 people) | SH.MED.CMHW.P3 | 1990: 0.416; 1991: 0.415; 1992: 0.411; 1993: 0.406; 1994: 0.401; 1995: 0.396; 1996: 0.392; 1997: 0.387; 1998: 0.721; 1999: 0.712; 2001: 1.039 | 1.039 | 2001 | 1.039
Korea, Rep. | KOR | Community health workers (per 1,000 people) | SH.MED.CMHW.P3 | 2004: 0.326; 2005: 0.321; 2006: 0.332; 2007: 0.347; 2008: 0.362; 2009: 0.377 | 0.377 | 2009 | 0.377
Kuwait | KWT | Community health workers (per 1,000 people) | SH.MED.CMHW.P3 | [60 empty] | No reported value | No reported value | 0.4
Latin America & Caribbean (excluding high income) | LAC | Community health workers (per 1,000 people) | SH.MED.CMHW.P3 | [60 empty] | No reported value | No reported value | 0.4
Lao PDR | LAO | Community health workers (per 1,000 people) | SH.MED.CMHW.P3 | [60 empty] | No reported value | No reported value | 0.4
Lebanon | LBN | Community health workers (per 1,000 people) | SH.MED.CMHW.P3 | [60 empty] | No reported value | No reported value | 0.4
Liberia | LBR | Community health workers (per 1,000 people) | SH.MED.CMHW.P3 | 2010: 0.061 | 0.061 | 2010 | 0.061
Libya | LBY | Community health workers (per 1,000 people) | SH.MED.CMHW.P3 | [60 empty] | No reported value | No reported value | 0.4
St. Lucia | LCA | Community health workers (per 1,000 people) | SH.MED.CMHW.P3 | [60 empty] | No reported value | No reported value | 0.4
Latin America & Caribbean | LCN | Community health workers (per 1,000 people) | SH.MED.CMHW.P3 | [60 empty] | No reported value | No reported value | 0.4
Least developed countries: UN classification | LDC | Community health workers (per 1,000 people) | SH.MED.CMHW.P3 | [60 empty] | No reported value | No reported value | 0.4
Low income | LIC | Community health workers (per 1,000 people) | SH.MED.CMHW.P3 | [60 empty] | No reported value | No reported value | 0.4
Liechtenstein | LIE | Community health workers (per 1,000 people) | SH.MED.CMHW.P3 | [60 empty] | No reported value | No reported value | 0.4
Sri Lanka | LKA | Community health workers (per 1,000 people) | SH.MED.CMHW.P3 | [60 empty] | No reported value | No reported value | 0.4
Lower middle income | LMC | Community health workers (per 1,000 people) | SH.MED.CMHW.P3 | 2011: 0.40749 | 0.40749 | 2011 | 0.40749
Low & middle income | LMY | Community health workers (per 1,000 people) | SH.MED.CMHW.P3 | [60 empty] | No reported value | No reported value | 0.4
Lesotho | LSO | Community health workers (per 1,000 people) | SH.MED.CMHW.P3 | [60 empty] | No reported value | No reported value | 0.4
Late-demographic dividend | LTE | Community health workers (per 1,000 people) | SH.MED.CMHW.P3 | [60 empty] | No reported value | No reported value | 0.4
Lithuania | LTU | Community health workers (per 1,000 people) | SH.MED.CMHW.P3 | [60 empty] | No reported value | No reported value | 0.4
Luxembourg | LUX | Community health workers (per 1,000 people) | SH.MED.CMHW.P3 | [60 empty] | No reported value | No reported value | 0.4
Latvia | LVA | Community health workers (per 1,000 people) | SH.MED.CMHW.P3 | [60 empty] | No reported value | No reported value | 0.4
Macao SAR, China | MAC | Community health workers (per 1,000 people) | SH.MED.CMHW.P3 | [60 empty] | No reported value | No reported value | 0.4
St. Martin (French part) | MAF | Community health workers (per 1,000 people) | SH.MED.CMHW.P3 | [60 empty] | No reported value | No reported value | 0.4
Morocco | MAR | Community health workers (per 1,000 people) | SH.MED.CMHW.P3 | [60 empty] | No reported value | No reported value | 0.4
Monaco | MCO | Community health workers (per 1,000 people) | SH.MED.CMHW.P3 | [60 empty] | No reported value | No reported value | 0.4
Moldova | MDA | Community health workers (per 1,000 people) | SH.MED.CMHW.P3 | [60 empty] | No reported value | No reported value | 0.4
Madagascar | MDG | Community health workers (per 1,000 people) | SH.MED.CMHW.P3 | [60 empty] | No reported value | No reported value | 0.4
Maldives | MDV | Community health workers (per 1,000 people) | SH.MED.CMHW.P3 | 1991: 1.019; 1993: 1.181; 1996: 1.244; 2004: 1.717; 2007: 1.515; 2009: 1.57; 2010: 1.777; 2014: 1.424 | 1.424 | 2014 | 1.424
Middle East & North Africa | MEA | Community health workers (per 1,000 people) | SH.MED.CMHW.P3 | [60 empty] | No reported value | No reported value | 0.4
Mexico | MEX | Community health workers (per 1,000 people) | SH.MED.CMHW.P3 | [60 empty] | No reported value | No reported value | 0.4
Marshall Islands | MHL | Community health workers (per 1,000 people) | SH.MED.CMHW.P3 | [60 empty] | No reported value | No reported value | 0.4
Middle income | MIC | Community health workers (per 1,000 people) | SH.MED.CMHW.P3 | [60 empty] | No reported value | No reported value | 0.4
North Macedonia | MKD | Community health workers (per 1,000 people) | SH.MED.CMHW.P3 | [60 empty] | No reported value | No reported value | 0.4
Mali | MLI | Community health workers (per 1,000 people) | SH.MED.CMHW.P3 | 2009: 0.008; 2010: 0.007 | 0.007 | 2010 | 0.007
Malta | MLT | Community health workers (per 1,000 people) | SH.MED.CMHW.P3 | [60 empty] | No reported value | No reported value | 0.4
Myanmar | MMR | Community health workers (per 1,000 people) | SH.MED.CMHW.P3 | 2004: 0.999; 2005: 0.077; 2006: 0.08; 2007: 0.082; 2008: 0.082; 2009: 0.193; 2010: 0.193; 2011: 0.194; 2012: 0.195 | 0.195 | 2012 | 0.195
Middle East & North Africa (excluding high income) | MNA | Community health workers (per 1,000 people) | SH.MED.CMHW.P3 | [60 empty] | No reported value | No reported value | 0.4
Montenegro | MNE | Community health workers (per 1,000 people) | SH.MED.CMHW.P3 | [60 empty] | No reported value | No reported value | 0.4
Mongolia | MNG | Community health workers (per 1,000 people) | SH.MED.CMHW.P3 | 2008: 0.023; 2009: 0.123; 2010: 0.161 | 0.161 | 2010 | 0.161
Northern Mariana Islands | MNP | Community health workers (per 1,000 people) | SH.MED.CMHW.P3 | [60 empty] | No reported value | No reported value | 0.4
Mozambique | MOZ | Community health workers (per 1,000 people) | SH.MED.CMHW.P3 | 2012: 0.047; 2013: 0.045 | 0.045 | 2013 | 0.045
Mauritania | MRT | Community health workers (per 1,000 people) | SH.MED.CMHW.P3 | 2013: 0.3 | 0.3 | 2013 | 0.3
Mauritius | MUS | Community health workers (per 1,000 people) | SH.MED.CMHW.P3 | 2004: 0.194 | 0.194 | 2004 | 0.194
Malawi | MWI | Community health workers (per 1,000 people) | SH.MED.CMHW.P3 | 2008: 0.723 | 0.723 | 2008 | 0.723
Malaysia | MYS | Community health workers (per 1,000 people) | SH.MED.CMHW.P3 | 2010: 0.435 | 0.435 | 2010 | 0.435
North America | NAC | Community health workers (per 1,000 people) | SH.MED.CMHW.P3 | [60 empty] | No reported value | No reported value | 0.4
Namibia | NAM | Community health workers (per 1,000 people) | SH.MED.CMHW.P3 | [60 empty] | No reported value | No reported value | 0.4
New Caledonia | NCL | Community health workers (per 1,000 people) | SH.MED.CMHW.P3 | [60 empty] | No reported value | No reported value | 0.4
Niger | NER | Community health workers (per 1,000 people) | SH.MED.CMHW.P3 | [60 empty] | No reported value | No reported value | 0.4
Nigeria | NGA | Community health workers (per 1,000 people) | SH.MED.CMHW.P3 | 2007: 0.131; 2008: 0.128 | 0.128 | 2008 | 0.128
Nicaragua | NIC | Community health workers (per 1,000 people) | SH.MED.CMHW.P3 | [60 empty] | No reported value | No reported value | 0.4
Netherlands | NLD | Community health workers (per 1,000 people) | SH.MED.CMHW.P3 | [60 empty] | No reported value | No reported value | 0.4
Norway | NOR | Community health workers (per 1,000 people) | SH.MED.CMHW.P3 | [60 empty] | No reported value | No reported value | 0.4
Nepal | NPL | Community health workers (per 1,000 people) | SH.MED.CMHW.P3 | 2004: 0.684 | 0.684 | 2004 | 0.684
Nauru | NRU | Community health workers (per 1,000 people) | SH.MED.CMHW.P3 | 2008: 1.393; 2009: 0.299; 2011: 1.693 | 1.693 | 2011 | 1.693
New Zealand | NZL | Community health workers (per 1,000 people) | SH.MED.CMHW.P3 | [60 empty] | No reported value | No reported value | 0.4
OECD members | OED | Community health workers (per 1,000 people) | SH.MED.CMHW.P3 | [60 empty] | No reported value | No reported value | 0.4
Oman | OMN | Community health workers (per 1,000 people) | SH.MED.CMHW.P3 | [60 empty] | No reported value | No reported value | 0.4
Other small states | OSS | Community health workers (per 1,000 people) | SH.MED.CMHW.P3 | [60 empty] | No reported value | No reported value | 0.4
Pakistan | PAK | Community health workers (per 1,000 people) | SH.MED.CMHW.P3 | 1992: 0.033; 1993: 0.034; 1994: 0.034; 1995: 0.034; 1996: 0.035; 1997: 0.036; 1998: 0.038; 1999: 0.039; 2000: 0.039; 2001: 0.04; 2008: 0.061; 2009: 0.064; 2010: 0.068; 2011: 0.073; 2015: 0.087 | 0.087 | 2015 | 0.087
Panama | PAN | Community health workers (per 1,000 people) | SH.MED.CMHW.P3 | 2000: 0.46 | 0.46 | 2000 | 0.46
Peru | PER | Community health workers (per 1,000 people) | SH.MED.CMHW.P3 | [60 empty] | No reported value | No reported value | 0.4
Philippines | PHL | Community health workers (per 1,000 people) | SH.MED.CMHW.P3 | [60 empty] | No reported value | No reported value | 0.4
Palau | PLW | Community health workers (per 1,000 people) | SH.MED.CMHW.P3 | [60 empty] | No reported value | No reported value | 0.4
Papua New Guinea | PNG | Community health workers (per 1,000 people) | SH.MED.CMHW.P3 | 2008: 0.594 | 0.594 | 2008 | 0.594
Poland | POL | Community health workers (per 1,000 people) | SH.MED.CMHW.P3 | [60 empty] | No reported value | No reported value | 0.4
Pre-demographic dividend | PRE | Community health workers (per 1,000 people) | SH.MED.CMHW.P3 | [60 empty] | No reported value | No reported value | 0.4
Puerto Rico | PRI | Community health workers (per 1,000 people) | SH.MED.CMHW.P3 | [60 empty] | No reported value | No reported value | 0.4
Korea, Dem. People’s Rep. | PRK | Community health workers (per 1,000 people) | SH.MED.CMHW.P3 | [60 empty] | No reported value | No reported value | 0.4
Portugal | PRT | Community health workers (per 1,000 people) | SH.MED.CMHW.P3 | [60 empty] | No reported value | No reported value | 0.4
Paraguay | PRY | Community health workers (per 1,000 people) | SH.MED.CMHW.P3 | [60 empty] | No reported value | No reported value | 0.4
West Bank and Gaza | PSE | Community health workers (per 1,000 people) | SH.MED.CMHW.P3 | [60 empty] | No reported value | No reported value | 0.4
Pacific island small states | PSS | Community health workers (per 1,000 people) | SH.MED.CMHW.P3 | [60 empty] | No reported value | No reported value | 0.4
Post-demographic dividend | PST | Community health workers (per 1,000 people) | SH.MED.CMHW.P3 | [60 empty] | No reported value | No reported value | 0.4
French Polynesia | PYF | Community health workers (per 1,000 people) | SH.MED.CMHW.P3 | [60 empty] | No reported value | No reported value | 0.4
Qatar | QAT | Community health workers (per 1,000 people) | SH.MED.CMHW.P3 | [60 empty] | No reported value | No reported value | 0.4
Romania | ROU | Community health workers (per 1,000 people) | SH.MED.CMHW.P3 | [60 empty] | No reported value | No reported value | 0.4
Russian Federation | RUS | Community health workers (per 1,000 people) | SH.MED.CMHW.P3 | [60 empty] | No reported value | No reported value | 0.4
Rwanda | RWA | Community health workers (per 1,000 people) | SH.MED.CMHW.P3 | 2004: 1.359 | 1.359 | 2004 | 1.359
South Asia | SAS | Community health workers (per 1,000 people) | SH.MED.CMHW.P3 | 1990: 0.14092; 2011: 0.5139 | 0.5139 | 2011 | 0.5139
Saudi Arabia | SAU | Community health workers (per 1,000 people) | SH.MED.CMHW.P3 | [60 empty] | No reported value | No reported value | 0.4
Sudan | SDN | Community health workers (per 1,000 people) | SH.MED.CMHW.P3 | 2004: 0.151 | 0.151 | 2004 | 0.151
Senegal | SEN | Community health workers (per 1,000 people) | SH.MED.CMHW.P3 | 2016: 0 | 0 | 2016 | 0
Singapore | SGP | Community health workers (per 1,000 people) | SH.MED.CMHW.P3 | 2012: 0.402; 2013: 0.399; 2016: 0.503 | 0.503 | 2016 | 0.503
Solomon Islands | SLB | Community health workers (per 1,000 people) | SH.MED.CMHW.P3 | [60 empty] | No reported value | No reported value | 0.4
Sierra Leone | SLE | Community health workers (per 1,000 people) | SH.MED.CMHW.P3 | 2004: 0.115; 2008: 0.024; 2010: 0.023 | 0.023 | 2010 | 0.023
El Salvador | SLV | Community health workers (per 1,000 people) | SH.MED.CMHW.P3 | [60 empty] | No reported value | No reported value | 0.4
San Marino | SMR | Community health workers (per 1,000 people) | SH.MED.CMHW.P3 | [60 empty] | No reported value | No reported value | 0.4
Somalia | SOM | Community health workers (per 1,000 people) | SH.MED.CMHW.P3 | [60 empty] | No reported value | No reported value | 0.4
Serbia | SRB | Community health workers (per 1,000 people) | SH.MED.CMHW.P3 | [60 empty] | No reported value | No reported value | 0.4
Sub-Saharan Africa (excluding high income) | SSA | Community health workers (per 1,000 people) | SH.MED.CMHW.P3 | [60 empty] | No reported value | No reported value | 0.4
South Sudan | SSD | Community health workers (per 1,000 people) | SH.MED.CMHW.P3 | [60 empty] | No reported value | No reported value | 0.4
Sub-Saharan Africa | SSF | Community health workers (per 1,000 people) | SH.MED.CMHW.P3 | [60 empty] | No reported value | No reported value | 0.4
Small states | SST | Community health workers (per 1,000 people) | SH.MED.CMHW.P3 | [60 empty] | No reported value | No reported value | 0.4
Sao Tome and Principe | STP | Community health workers (per 1,000 people) | SH.MED.CMHW.P3 | 2004: 1.002 | 1.002 | 2004 | 1.002
Suriname | SUR | Community health workers (per 1,000 people) | SH.MED.CMHW.P3 | [60 empty] | No reported value | No reported value | 0.4
Slovak Republic | SVK | Community health workers (per 1,000 people) | SH.MED.CMHW.P3 | 2013: 0.018 | 0.018 | 2013 | 0.018
Slovenia | SVN | Community health workers (per 1,000 people) | SH.MED.CMHW.P3 | [60 empty] | No reported value | No reported value | 0.4
Sweden | SWE | Community health workers (per 1,000 people) | SH.MED.CMHW.P3 | [60 empty] | No reported value | No reported value | 0.4
Eswatini | SWZ | Community health workers (per 1,000 people) | SH.MED.CMHW.P3 | 2004: 3.654 | 3.654 | 2004 | 3.654
Sint Maarten (Dutch part) | SXM | Community health workers (per 1,000 people) | SH.MED.CMHW.P3 | [60 empty] | No reported value | No reported value | 0.4
Seychelles | SYC | Community health workers (per 1,000 people) | SH.MED.CMHW.P3 | [60 empty] | No reported value | No reported value | 0.4
Syrian Arab Republic | SYR | Community health workers (per 1,000 people) | SH.MED.CMHW.P3 | [60 empty] | No reported value | No reported value | 0.4
Turks and Caicos Islands | TCA | Community health workers (per 1,000 people) | SH.MED.CMHW.P3 | [60 empty] | No reported value | No reported value | 0.4
Chad | TCD | Community health workers (per 1,000 people) | SH.MED.CMHW.P3 | 2004: 0.016 | 0.016 | 2004 | 0.016
East Asia & Pacific (IDA & IBRD countries) | TEA | Community health workers (per 1,000 people) | SH.MED.CMHW.P3 | 1990: 1.061; 2000: 0.98674; 2011: 0.68148 | 0.68148 | 2011 | 0.68148
Europe & Central Asia (IDA & IBRD countries) | TEC | Community health workers (per 1,000 people) | SH.MED.CMHW.P3 | [60 empty] | No reported value | No reported value | 0.4
Togo | TGO | Community health workers (per 1,000 people) | SH.MED.CMHW.P3 | [60 empty] | No reported value | No reported value | 0.4
Thailand | THA | Community health workers (per 1,000 people) | SH.MED.CMHW.P3 | 2000: 0.059 | 0.059 | 2000 | 0.059
Tajikistan | TJK | Community health workers (per 1,000 people) | SH.MED.CMHW.P3 | [60 empty] | No reported value | No reported value | 0.4
Turkmenistan | TKM | Community health workers (per 1,000 people) | SH.MED.CMHW.P3 | [60 empty] | No reported value | No reported value | 0.4
Latin America & the Caribbean (IDA & IBRD countries) | TLA | Community health workers (per 1,000 people) | SH.MED.CMHW.P3 | [60 empty] | No reported value | No reported value | 0.4
Timor-Leste | TLS | Community health workers (per 1,000 people) | SH.MED.CMHW.P3 | 2004: 0.01 | 0.01 | 2004 | 0.01
Middle East & North Africa (IDA & IBRD countries) | TMN | Community health workers (per 1,000 people) | SH.MED.CMHW.P3 | [60 empty] | No reported value | No reported value | 0.4
Tonga | TON | Community health workers (per 1,000 people) | SH.MED.CMHW.P3 | [60 empty] | No reported value | No reported value | 0.4
South Asia (IDA & IBRD) | TSA | Community health workers (per 1,000 people) | SH.MED.CMHW.P3 | 1990: 0.14092; 2011: 0.5139 | 0.5139 | 2011 | 0.5139
Sub-Saharan Africa (IDA & IBRD countries) | TSS | Community health workers (per 1,000 people) | SH.MED.CMHW.P3 | [60 empty] | No reported value | No reported value | 0.4
Trinidad and Tobago | TTO | Community health workers (per 1,000 people) | SH.MED.CMHW.P3 | [60 empty] | No reported value | No reported value | 0.4
Tunisia | TUN | Community health workers (per 1,000 people) | SH.MED.CMHW.P3 | [60 empty] | No reported value | No reported value | 0.4
Turkey | TUR | Community health workers (per 1,000 people) | SH.MED.CMHW.P3 | [60 empty] | No reported value | No reported value | 0.4
Tuvalu | TUV | Community health workers (per 1,000 people) | SH.MED.CMHW.P3 | [60 empty] | No reported value | No reported value | 0.4
Tanzania | TZA | Community health workers (per 1,000 people) | SH.MED.CMHW.P3 | [60 empty] | No reported value | No reported value | 0.4
Uganda | UGA | Community health workers (per 1,000 people) | SH.MED.CMHW.P3 | 2005: 0.194 | 0.194 | 2005 | 0.194
Ukraine | UKR | Community health workers (per 1,000 people) | SH.MED.CMHW.P3 | [60 empty] | No reported value | No reported value | 0.4
Upper middle income | UMC | Community health workers (per 1,000 people) | SH.MED.CMHW.P3 | [60 empty] | No reported value | No reported value | 0.4
Uruguay | URY | Community health workers (per 1,000 people) | SH.MED.CMHW.P3 | [60 empty] | No reported value | No reported value | 0.4
United States | USA | Community health workers (per 1,000 people) | SH.MED.CMHW.P3 | [60 empty] | No reported value | No reported value | 0.4
Uzbekistan | UZB | Community health workers (per 1,000 people) | SH.MED.CMHW.P3 | [60 empty] | No reported value | No reported value | 0.4
St. Vincent and the Grenadines | VCT | Community health workers (per 1,000 people) | SH.MED.CMHW.P3 | 2000: 0.417 | 0.417 | 2000 | 0.417
Venezuela, RB | VEN | Community health workers (per 1,000 people) | SH.MED.CMHW.P3 | [60 empty] | No reported value | No reported value | 0.4
British Virgin Islands | VGB | Community health workers (per 1,000 people) | SH.MED.CMHW.P3 | [60 empty] | No reported value | No reported value | 0.4
Virgin Islands (U.S.) | VIR | Community health workers (per 1,000 people) | SH.MED.CMHW.P3 | [60 empty] | No reported value | No reported value | 0.4
Vietnam | VNM | Community health workers (per 1,000 people) | SH.MED.CMHW.P3 | [60 empty] | No reported value | No reported value | 0.4
Vanuatu | VUT | Community health workers (per 1,000 people) | SH.MED.CMHW.P3 | 2007: 0.514; 2008: 0.941 | 0.941 | 2008 | 0.941
World | WLD | Community health workers (per 1,000 people) | SH.MED.CMHW.P3 | [60 empty] | No reported value | No reported value | 0.4
Samoa | WSM | Community health workers (per 1,000 people) | SH.MED.CMHW.P3 | [60 empty] | No reported value | No reported value | 0.4
Kosovo | XKX | Community health workers (per 1,000 people) | SH.MED.CMHW.P3 | [60 empty] | No reported value | No reported value | 0.4
Yemen, Rep. | YEM | Community health workers (per 1,000 people) | SH.MED.CMHW.P3 | 2004: 0.128; 2010: 0.001 | 0.001 | 2010 | 0.001
South Africa | ZAF | Community health workers (per 1,000 people) | SH.MED.CMHW.P3 | 2004: 0.192 | 0.192 | 2004 | 0.192
Zambia | ZMB | Community health workers (per 1,000 people) | SH.MED.CMHW.P3 | 2005: 0.372; 2008: 0.287 | 0.287 | 2008 | 0.287
Zimbabwe | ZWE | Community health workers (per 1,000 people) | SH.MED.CMHW.P3 | [60 empty] | No reported value | No reported value | 0.4
Note on B2: ADMINISTRATOR: Community health workers, ILO 3253

## WB Nurses & Midwives data
Nurses and midwives
Description: Number of nurses and midwives per 1,000 people by country by year. Note that most recent year of data varies by country
Source: World Bank population data - https://data.worldbank.org/indicator/SH.MED.NUMW.P3
Last Updated Date | 2019-12-20
Country Name | Country Code | Indicator Name | Indicator Code | 1960 | 1961 | 1962 | 1963 | 1964 | 1965 | 1966 | 1967 | 1968 | 1969 | 1970 | 1971 | 1972 | 1973 | 1974 | 1975 | 1976 | 1977 | 1978 | 1979 | 1980 | 1981 | 1982 | 1983 | 1984 | 1985 | 1986 | 1987 | 1988 | 1989 | 1990 | 1991 | 1992 | 1993 | 1994 | 1995 | 1996 | 1997 | 1998 | 1999 | 2000 | 2001 | 2002 | 2003 | 2004 | 2005 | 2006 | 2007 | 2008 | 2009 | 2010 | 2011 | 2012 | 2013 | 2014 | 2015 | 2016 | 2017 | 2018 | 2019 | Latest value | Latest year
Aruba | ABW | Nurses and midwives (per 1,000 people) | SH.MED.NUMW.P3 | [60 empty] | No reported value | No reported value
Afghanistan | AFG | Nurses and midwives (per 1,000 people) | SH.MED.NUMW.P3 | 2005: 0.5955; 2006: 0.4492; 2007: 0.5046; 2008: 0.5049; 2009: 0.6162; 2014: 0.32 | 0.32 | 2014
Angola | AGO | Nurses and midwives (per 1,000 people) | SH.MED.NUMW.P3 | 1997: 0.9031; 2004: 0.9798; 2009: 1.3123 | 1.3123 | 2009
Albania | ALB | Nurses and midwives (per 1,000 people) | SH.MED.NUMW.P3 | 1994: 5.161; 2007: 4.03; 2009: 3.896; 2013: 4.568; 2016: 3.5998 | 3.5998 | 2016
Andorra | AND | Nurses and midwives (per 1,000 people) | SH.MED.NUMW.P3 | 2006: 3.87; 2007: 4.18; 2009: 3.639; 2010: 4.765; 2015: 4.0128 | 4.0128 | 2015
Arab World | ARB | Nurses and midwives (per 1,000 people) | SH.MED.NUMW.P3 | 2015: 2.0922 | 2.0922 | 2015
United Arab Emirates | ARE | Nurses and midwives (per 1,000 people) | SH.MED.NUMW.P3 | 1990: 2.7836; 1991: 3.768; 1992: 3.937; 1993: 3.7506; 1994: 3.6527; 1995: 3.5315; 1996: 3.52; 1997: 3.5133; 1998: 4.3297; 1999: 3.6139; 2000: 3.3786; 2001: 3.6921; 2002: 3.7668; 2003: 3.9231; 2004: 3.3357; 2005: 3.0055; 2006: 2.831; 2007: 3.0416; 2008: 2.8979; 2009: 3.0201; 2010: 2.7425; 2011: 2.9461; 2012: 3.0914; 2013: 3.4113; 2014: 4.0214; 2015: 5.0419; 2016: 5.5857 | 5.5857 | 2016
Argentina | ARG | Nurses and midwives (per 1,000 people) | SH.MED.NUMW.P3 | 1992: 2.0502; 1994: 2.1413; 1998: 0.8002; 2001: 0.443; 2004: 0.4825; 2013: 4.2119; 2017: 2.58 | 2.58 | 2017
Armenia | ARM | Nurses and midwives (per 1,000 people) | SH.MED.NUMW.P3 | 2006: 4.92; 2007: 4.87; 2009: 5.01; 2010: 5.6949; 2011: 5.7578; 2012: 5.7434; 2013: 5.6513; 2014: 5.6094 | 5.6094 | 2014
American Samoa | ASM | Nurses and midwives (per 1,000 people) | SH.MED.NUMW.P3 | [60 empty] | No reported value | No reported value
Antigua and Barbuda | ATG | Nurses and midwives (per 1,000 people) | SH.MED.NUMW.P3 | 1999: 2.8484; 2007: 3.0306; 2017: 3.1176 | 3.1176 | 2017
Australia | AUS | Nurses and midwives (per 1,000 people) | SH.MED.NUMW.P3 | 1996: 10.3597; 2001: 9.7484; 2006: 10.797; 2009: 9.2599; 2010: 10.4179; 2011: 10.3775; 2012: 10.1797; 2013: 12.3747; 2014: 12.3747; 2015: 12.4667; 2016: 12.6612 | 12.6612 | 2016
Austria | AUT | Nurses and midwives (per 1,000 people) | SH.MED.NUMW.P3 | 2003: 9.384; 2006: 6.55; 2007: 6.642; 2008: 7.84; 2010: 7.812; 2011: 7.8708; 2012: 8.0608; 2013: 8.0975; 2014: 8.2479; 2015: 8.1758; 2016: 8.1778 | 8.1778 | 2016
Azerbaijan | AZE | Nurses and midwives (per 1,000 people) | SH.MED.NUMW.P3 | 2006: 8.41; 2007: 8.42; 2009: 8.344; 2010: 8.0506; 2011: 7.5969; 2012: 7.3933; 2013: 7.2167; 2014: 6.9621 | 6.9621 | 2014
Burundi | BDI | Nurses and midwives (per 1,000 people) | SH.MED.NUMW.P3 | 2004: 0.1877; 2010: 0.6813; 2016: 0.68 | 0.68 | 2016
Belgium | BEL | Nurses and midwives (per 1,000 people) | SH.MED.NUMW.P3 | 2003: 5.829; 2004: 14.2; 2009: 14.1082; 2010: 10.5851; 2011: 10.257; 2012: 10.6277; 2013: 10.9106; 2014: 11.0149; 2015: 10.8193; 2016: 11.1011 | 11.1011 | 2016
Benin | BEN | Nurses and midwives (per 1,000 people) | SH.MED.NUMW.P3 | 2004: 0.747; 2008: 0.8197; 2010: 0.771; 2012: 0.6802; 2013: 0.6317; 2016: 0.6145 | 0.6145 | 2016
Burkina Faso | BFA | Nurses and midwives (per 1,000 people) | SH.MED.NUMW.P3 | 2004: 0.5032; 2006: 0.424; 2008: 0.3705; 2009: 0.4045; 2010: 0.554; 2011: 0.4564; 2012: 0.6312; 2015: 0.24; 2016: 0.5696 | 0.5696 | 2016
Bangladesh | BGD | Nurses and midwives (per 1,000 people) | SH.MED.NUMW.P3 | 2003: 0.267; 2005: 0.2752; 2006: 0.2754; 2007: 0.1576; 2008: 0.1574; 2009: 0.1662; 2010: 0.1775; 2011: 0.1874; 2012: 0.2005; 2013: 0.1937; 2014: 0.2481; 2015: 0.2665; 2016: 0.2559; 2017: 0.3067 | 0.3067 | 2017
Bulgaria | BGR | Nurses and midwives (per 1,000 people) | SH.MED.NUMW.P3 | 2006: 4.57; 2007: 4.68; 2008: 4.72; 2010: 5.1698; 2011: 5.186; 2012: 5.2858; 2013: 5.3684; 2014: 5.3029 | 5.3029 | 2014
Bahrain | BHR | Nurses and midwives (per 1,000 people) | SH.MED.NUMW.P3 | 2000: 2.9807; 2001: 3.1049; 2002: 2.8717; 2003: 2.8252; 2005: 2.6867; 2006: 2.7181; 2008: 2.5624; 2009: 2.5232; 2010: 2.4595; 2011: 2.4971; 2012: 2.4796; 2013: 2.5034; 2014: 2.4918; 2015: 2.4944 | 2.4944 | 2015
Bahamas, The | BHS | Nurses and midwives (per 1,000 people) | SH.MED.NUMW.P3 | 1998: 4.5605; 2008: 3.9891; 2011: 3.9771; 2017: 3.1386 | 3.1386 | 2017
Bosnia and Herzegovina | BIH | Nurses and midwives (per 1,000 people) | SH.MED.NUMW.P3 | 2005: 4.69; 2009: 5.042; 2010: 5.7924; 2011: 5.8996; 2012: 6.168; 2013: 6.1171; 2014: 6.2998 | 6.2998 | 2014
Belarus | BLR | Nurses and midwives (per 1,000 people) | SH.MED.NUMW.P3 | 2006: 12.51; 2007: 12.56; 2009: 9.1006; 2010: 11.0705; 2011: 11.062; 2012: 11.3717; 2013: 11.305; 2014: 11.4383 | 11.4383 | 2014
Belize | BLZ | Nurses and midwives (per 1,000 people) | SH.MED.NUMW.P3 | 2000: 1.2252; 2009: 1.8159; 2010: 1.959; 2012: 1.1078; 2017: 1.6947 | 1.6947 | 2017
Bermuda | BMU | Nurses and midwives (per 1,000 people) | SH.MED.NUMW.P3 | [60 empty] | No reported value | No reported value
Bolivia | BOL | Nurses and midwives (per 1,000 people) | SH.MED.NUMW.P3 | 2001: 2.1293; 2007: 0.6159; 2010: 0.8435; 2011: 1.006; 2016: 0.7357 | 0.7357 | 2016
Brazil | BRA | Nurses and midwives (per 1,000 people) | SH.MED.NUMW.P3 | 1990: 0.9473; 1991: 3.185; 1992: 1.1429; 1993: 1.2619; 1994: 1.4142; 1995: 1.5735; 1996: 1.8411; 1997: 2.0513; 1998: 2.2692; 1999: 2.5353; 2000: 3.7602; 2001: 2.9804; 2002: 3.3655; 2003: 3.6461; 2004: 3.7138; 2005: 3.7654; 2006: 3.7603; 2007: 6.5112; 2008: 6.4453; 2010: 7.3497; 2013: 7.5122; 2017: 5.9552; 2018: 9.7083 | 9.7083 | 2018
Barbados | BRB | Nurses and midwives (per 1,000 people) | SH.MED.NUMW.P3 | 1995: 5.1321; 1999: 3.7; 2000: 5.8636; 2001: 5.8367; 2005: 4.7847; 2010: 4.856; 2017: 6.0273 | 6.0273 | 2017
Brunei Darussalam | BRN | Nurses and midwives (per 1,000 people) | SH.MED.NUMW.P3 | 2000: 3.8896; 2002: 6.1113; 2004: 5.3547; 2005: 5.4929; 2006: 5.32; 2007: 5.108; 2008: 5.1173; 2009: 5.1225; 2010: 7.4788; 2011: 7.9645; 2012: 8.2887; 2013: 7.508; 2014: 6.4853; 2015: 6.6012 | 6.6012 | 2015
Bhutan | BTN | Nurses and midwives (per 1,000 people) | SH.MED.NUMW.P3 | 2004: 0.8043; 2007: 0.7933; 2008: 0.9501; 2010: 0.241; 2012: 0.9774; 2013: 1.0444; 2014: 1.2325; 2015: 1.3589; 2016: 1.4151; 2017: 1.5094 | 1.5094 | 2017
Botswana | BWA | Nurses and midwives (per 1,000 people) | SH.MED.NUMW.P3 | 1998: 2.5545; 1999: 2.9366; 2000: 2.499; 2001: 2.2759; 2002: 2.3292; 2003: 2.4663; 2004: 2.5983; 2005: 2.4076; 2006: 2.6568; 2007: 3.0114; 2008: 2.8853; 2009: 2.9375; 2010: 2.8865; 2011: 2.8353; 2012: 2.7837; 2016: 3.3004 | 3.3004 | 2016
Central African Republic | CAF | Nurses and midwives (per 1,000 people) | SH.MED.NUMW.P3 | 2004: 0.3978; 2008: 0.1922; 2009: 0.2491; 2015: 0.2039 | 0.2039 | 2015
Canada | CAN | Nurses and midwives (per 1,000 people) | SH.MED.NUMW.P3 | 1998: 10.1846; 2001: 10.0115; 2002: 9.4707; 2004: 9.9067; 2005: 9.9467; 2006: 10.0236; 2007: 10.1208; 2008: 10.289; 2009: 10.3743; 2010: 9.3233; 2011: 9.2368; 2012: 9.3473; 2013: 9.4899; 2014: 9.7638; 2015: 9.8398; 2016: 9.9056 | 9.9056 | 2016
Central Europe and the Baltics | CEB | Nurses and midwives (per 1,000 people) | SH.MED.NUMW.P3 | 2015: 6.5384 | 6.5384 | 2015
Switzerland | CHE | Nurses and midwives (per 1,000 people) | SH.MED.NUMW.P3 | 2008: 15.96; 2010: 16.5847; 2011: 17.1517; 2012: 17.1995; 2013: 16.1315; 2014: 16.3739; 2015: 16.8152; 2016: 17.2828 | 17.2828 | 2016
Channel Islands | CHI | Nurses and midwives (per 1,000 people) | SH.MED.NUMW.P3 | [60 empty] | No reported value | No reported value
Chile | CHL | Nurses and midwives (per 1,000 people) | SH.MED.NUMW.P3 | 1992: 4.542; 2002: 0.1142; 2003: 0.1302; 2004: 0.1307; 2005: 0.1302; 2006: 0.1428; 2007: 0.1412; 2008: 0.1467; 2009: 0.1452; 2016: 0.86 | 0.86 | 2016
China | CHN | Nurses and midwives (per 1,000 people) | SH.MED.NUMW.P3 | 1990: 0.8269; 1995: 0.9031; 1996: 0.9252; 1997: 0.9466; 1998: 0.9565; 1999: 0.9707; 2000: 0.9818; 2001: 1.083; 2002: 0.9546; 2003: 0.9637; 2004: 0.9903; 2005: 1.0155; 2006: 1.0672; 2007: 1.1597; 2008: 1.2413; 2009: 1.3643; 2010: 1.4979; 2011: 1.6319; 2012: 1.8054; 2013: 2.0015; 2014: 2.1491; 2015: 2.3073 | 2.3073 | 2015
Cote d'Ivoire | CIV | Nurses and midwives (per 1,000 people) | SH.MED.NUMW.P3 | 2004: 0.5656; 2005: 0.4902; 2008: 0.4734; 2010: 0.483; 2011: 0.4649; 2014: 0.8517 | 0.8517 | 2014
Cameroon | CMR | Nurses and midwives (per 1,000 people) | SH.MED.NUMW.P3 | 2004: 1.5356; 2005: 0.3849; 2007: 0.4472; 2009: 0.3924; 2010: 0.5365; 2011: 0.9337 | 0.9337 | 2011
Congo, Dem. Rep. | COD | Nurses and midwives (per 1,000 people) | SH.MED.NUMW.P3 | 2004: 0.529; 2009: 0.41; 2013: 0.47 | 0.47 | 2013
Congo, Rep. | COG | Nurses and midwives (per 1,000 people) | SH.MED.NUMW.P3 | 2004: 1.0185; 2006: 1.3666; 2007: 0.8782; 2010: 0.824; 2011: 1.7431 | 1.7431 | 2011
Colombia | COL | Nurses and midwives (per 1,000 people) | SH.MED.NUMW.P3 | 1990: 0.4091; 1991: 0.4208; 1992: 0.4315; 1993: 0.4422; 1994: 0.4545; 1995: 0.4663; 1996: 0.4778; 1997: 0.4865; 1998: 0.5096; 1999: 0.526; 2001: 0.5513; 2002: 0.5759; 2003: 0.5742; 2004: 0.5856; 2005: 0.5971; 2006: 0.6087; 2007: 0.6203; 2008: 0.6321; 2009: 0.644; 2010: 0.6559; 2011: 0.9114; 2012: 0.9671; 2013: 1.0239; 2014: 1.0795; 2015: 1.14; 2016: 1.2018; 2017: 1.2627 | 1.2627 | 2017
Comoros | COM | Nurses and midwives (per 1,000 people) | SH.MED.NUMW.P3 | 2004: 0.9846; 2005: 0.5625; 2009: 0.7025; 2012: 0.9214 | 0.9214 | 2012
Cabo Verde | CPV | Nurses and midwives (per 1,000 people) | SH.MED.NUMW.P3 | 2004: 0.874; 2009: 0.998; 2010: 1.0808; 2011: 1.0687; 2012: 1.072; 2013: 1.1421; 2015: 1.2272 | 1.2272 | 2015
Costa Rica | CRI | Nurses and midwives (per 1,000 people) | SH.MED.NUMW.P3 | 2000: 0.9306; 2013: 0.7957 | 0.7957 | 2013
Caribbean small states | CSS | Nurses and midwives (per 1,000 people) | SH.MED.NUMW.P3 | 2015: 2.32 | 2.32 | 2015
Cuba | CUB | Nurses and midwives (per 1,000 people) | SH.MED.NUMW.P3 | 2002: 7.4773; 2007: 8.652; 2010: 9.0897; 2012: 8.0943; 2013: 7.7429; 2014: 7.9341; 2017: 7.79 | 7.79 | 2017
Curacao | CUW | Nurses and midwives (per 1,000 people) | SH.MED.NUMW.P3 | [60 empty] | No reported value | No reported value
Cayman Islands | CYM | Nurses and midwives (per 1,000 people) | SH.MED.NUMW.P3 | [60 empty] | No reported value | No reported value
Cyprus | CYP | Nurses and midwives (per 1,000 people) | SH.MED.NUMW.P3 | 1990: 3.2325; 1995: 3.2979; 2002: 3.0645; 2007: 3.3957; 2008: 3.4301; 2009: 3.466; 2013: 4.0773; 2014: 4.1222; 2016: 5.2517 | 5.2517 | 2016
Czech Republic | CZE | Nurses and midwives (per 1,000 people) | SH.MED.NUMW.P3 | 2006: 8.93; 2007: 8.954; 2008: 8.55; 2010: 8.4691; 2011: 8.4028; 2012: 8.422; 2013: 8.3463; 2014: 8.6873; 2015: 8.3691; 2016: 8.4071 | 8.4071 | 2016
Germany | DEU | Nurses and midwives (per 1,000 people) | SH.MED.NUMW.P3 | 2003: 9.72; 2005: 8.01; 2006: 7.991; 2008: 10.82; 2010: 12.5348; 2011: 12.6894; 2012: 12.7797; 2013: 13.1914; 2014: 13.4373; 2015: 12.9241; 2016: 13.1967 | 13.1967 | 2016
Djibouti | DJI | Nurses and midwives (per 1,000 people) | SH.MED.NUMW.P3 | 1999: 0.7042; 2002: 0.7371; 2004: 0.3841; 2005: 0.5746; 2010: 0.8; 2014: 0.535 | 0.535 | 2014
Dominica | DMA | Nurses and midwives (per 1,000 people) | SH.MED.NUMW.P3 | 1997: 4.4774; 2001: 6.2841; 2017: 5.8999 | 5.8999 | 2017
Denmark | DNK | Nurses and midwives (per 1,000 people) | SH.MED.NUMW.P3 | 1994: 14.3329; 1996: 7.228; 1997: 14.1888; 1998: 7.983; 1999: 14.2662; 2001: 17.1886; 2003: 14.8559; 2004: 14.5016; 2005: 14.9804; 2006: 9.756; 2007: 14.54; 2008: 15.4684; 2009: 15.9842; 2010: 16.0998; 2011: 16.2695; 2012: 16.5601; 2013: 16.7698; 2014: 16.9632; 2015: 17.2138; 2016: 10.3004 | 10.3004 | 2016
Dominican Republic | DOM | Nurses and midwives (per 1,000 people) | SH.MED.NUMW.P3 | 2000: 1.7929; 2009: 1.2988; 2011: 1.3338; 2017: 0.3099 | 0.3099 | 2017
Algeria | DZA | Nurses and midwives (per 1,000 people) | SH.MED.NUMW.P3 | 2002: 2.18; 2007: 1.9218; 2010: 1.947; 2016: 2.24 | 2.24 | 2016
East Asia & Pacific (excluding high income) | EAP | Nurses and midwives (per 1,000 people) | SH.MED.NUMW.P3 | 1990: 0.79562; 2000: 1.2276; 2015: 2.1534 | 2.1534 | 2015
Early-demographic dividend | EAR | Nurses and midwives (per 1,000 people) | SH.MED.NUMW.P3 | 2000: 1.3661; 2015: 1.929 | 1.929 | 2015
East Asia & Pacific | EAS | Nurses and midwives (per 1,000 people) | SH.MED.NUMW.P3 | 1990: 1.256; 2000: 1.9057; 2015: 2.9341 | 2.9341 | 2015
Europe & Central Asia (excluding high income) | ECA | Nurses and midwives (per 1,000 people) | SH.MED.NUMW.P3 | 2015: 7.0208 | 7.0208 | 2015
Europe & Central Asia | ECS | Nurses and midwives (per 1,000 people) | SH.MED.NUMW.P3 | 2015: 8.0934 | 8.0934 | 2015
Ecuador | ECU | Nurses and midwives (per 1,000 people) | SH.MED.NUMW.P3 | 1990: 1.6004; 1991: 1.667; 1992: 1.6895; 1993: 1.444; 1994: 1.6406; 1995: 1.6056; 1996: 1.7023; 1997: 1.7107; 1998: 1.6376; 1999: 1.6588; 2000: 1.6301; 2001: 1.5909; 2002: 1.6362; 2003: 1.5329; 2009: 1.8898; 2010: 1.6679; 2011: 2.0843; 2015: 2.4882; 2016: 1.2 | 1.2 | 2016
Egypt, Arab Rep. | EGY | Nurses and midwives (per 1,000 people) | SH.MED.NUMW.P3 | 2004: 1.9469; 2006: 2.2978; 2010: 3.52; 2013: 1.4741; 2014: 1.399; 2015: 1.5; 2016: 1.3835; 2017: 1.3989 | 1.3989 | 2017
Euro area | EMU | Nurses and midwives (per 1,000 people) | SH.MED.NUMW.P3 | 2015: 9.1263 | 9.1263 | 2015
Eritrea | ERI | Nurses and midwives (per 1,000 people) | SH.MED.NUMW.P3 | 2004: 0.6492 | 0.6492 | 2004
Spain | ESP | Nurses and midwives (per 1,000 people) | SH.MED.NUMW.P3 | 1990: 4.0324; 1991: 4.0932; 1992: 4.1728; 1993: 4.2356; 1994: 4.2238; 1995: 4.3151; 1996: 4.4248; 1997: 4.532; 1998: 4.78; 1999: 4.8678; 2000: 4.9992; 2001: 5.0384; 2002: 5.0819; 2003: 5.1759; 2004: 5.2013; 2005: 5.2449; 2006: 5.3001; 2007: 5.3529; 2008: 5.4355; 2009: 5.4963; 2010: 5.1266; 2011: 5.2008; 2012: 5.235; 2013: 5.4898; 2014: 5.5113; 2015: 5.2919; 2016: 5.5307 | 5.5307 | 2016
Estonia | EST | Nurses and midwives (per 1,000 people) | SH.MED.NUMW.P3 | 2000: 8.6391; 2006: 6.98; 2008: 6.82; 2010: 6.6767; 2011: 6.8089; 2012: 6.4495; 2013: 6.1751; 2014: 6.2811; 2015: 6.3522; 2016: 6.4526 | 6.4526 | 2016
Ethiopia | ETH | Nurses and midwives (per 1,000 people) | SH.MED.NUMW.P3 | 2003: 0.2143; 2004: 0.2083; 2005: 0.2451; 2006: 0.2263; 2007: 0.224; 2008: 0.2015; 2009: 0.2516; 2010: 0.236; 2017: 0.84 | 0.84 | 2017
European Union | EUU | Nurses and midwives (per 1,000 people) | SH.MED.NUMW.P3 | 2015: 8.5823 | 8.5823 | 2015
Fragile and conflict affected situations | FCS | Nurses and midwives (per 1,000 people) | SH.MED.NUMW.P3 | 2015: 0.86254 | 0.86254 | 2015
Finland | FIN | Nurses and midwives (per 1,000 people) | SH.MED.NUMW.P3 | 2002: 15.0386; 2006: 8.92; 2007: 15.52; 2009: 23.7467; 2010: 14.6606; 2011: 14.9044; 2012: 14.966; 2013: 14.8538; 2014: 15.0865; 2016: 14.723 | 14.723 | 2016
Fiji | FJI | Nurses and midwives (per 1,000 people) | SH.MED.NUMW.P3 | 1999: 1.9541; 2003: 2.0328; 2008: 2.1155; 2009: 2.2969; 2010: 2.242; 2013: 2.8567; 2015: 2.938 | 2.938 | 2015
France | FRA | Nurses and midwives (per 1,000 people) | SH.MED.NUMW.P3 | 1991: 5.5735; 1996: 6.0909; 1999: 6.424; 2000: 6.6648; 2001: 6.8807; 2002: 7.0731; 2003: 7.2521; 2004: 7.4509; 2005: 7.6597; 2006: 7.8906; 2007: 8.0835; 2008: 7.94; 2011: 9.5763; 2012: 9.9941; 2013: 10.3056; 2014: 10.6163; 2015: 10.9403; 2016: 9.6887 | 9.6887 | 2016
Faroe Islands | FRO | Nurses and midwives (per 1,000 people) | SH.MED.NUMW.P3 | [60 empty] | No reported value | No reported value
Micronesia, Fed. Sts. | FSM | Nurses and midwives (per 1,000 people) | SH.MED.NUMW.P3 | 2000: 3.8827; 2003: 2.3408; 2005: 2.3446; 2008: 2.6794; 2009: 3.6058; 2010: 3.319 | 3.319 | 2010
Gabon | GAB | Nurses and midwives (per 1,000 people) | SH.MED.NUMW.P3 | 2004: 4.9685; 2016: 2.5806 | 2.5806 | 2016
United Kingdom | GBR | Nurses and midwives (per 1,000 people) | SH.MED.NUMW.P3 | 1997: 12.1551; 2003: 0.628; 2010: 9.9578; 2011: 9.2669; 2012: 9.1179; 2013: 9.0978; 2014: 8.6354; 2015: 8.8271; 2016: 8.3341; 2017: 8.2878 | 8.2878 | 2017
Georgia | GEO | Nurses and midwives (per 1,000 people) | SH.MED.NUMW.P3 | 2006: 4.03; 2007: 3.89; 2008: 3.3167; 2009: 3.2477; 2010: 4.0419; 2011: 4.0095; 2012: 3.8369; 2013: 3.9331; 2014: 4.0134; 2015: 4.0914 | 4.0914 | 2015
Ghana | GHA | Nurses and midwives (per 1,000 people) | SH.MED.NUMW.P3 | 2004: 0.939; 2008: 0.9801; 2009: 1.0448; 2010: 0.9182; 2013: 1.5912; 2016: 1.5493; 2017: 1.2 | 1.2 | 2017
Gibraltar | GIB | Nurses and midwives (per 1,000 people) | SH.MED.NUMW.P3 | [60 empty] | No reported value | No reported value
Guinea | GIN | Nurses and midwives (per 1,000 people) | SH.MED.NUMW.P3 | 2000: 0.432; 2004: 0.4645; 2016: 0.3844 | 0.3844 | 2016
Gambia, The | GMB | Nurses and midwives (per 1,000 people) | SH.MED.NUMW.P3 | 2003: 1.389; 2004: 0.4969; 2005: 0.5069; 2006: 0.505; 2007: 0.8206; 2008: 0.8882; 2010: 0.568; 2012: 1.3801; 2015: 1.6292 | 1.6292 | 2015
Guinea-Bissau | GNB | Nurses and midwives (per 1,000 people) | SH.MED.NUMW.P3 | 2004: 0.7939; 2008: 0.6436; 2009: 0.6867; 2010: 0.551; 2011: 0.5507; 2015: 1.4 | 1.4 | 2015
Equatorial Guinea | GNQ | Nurses and midwives (per 1,000 people) | SH.MED.NUMW.P3 | 2004: 0.3739; 2017: 0.5 | 0.5 | 2017
Greece | GRC | Nurses and midwives (per 1,000 people) | SH.MED.NUMW.P3 | 2000: 3.864; 2005: 3.6; 2006: 3.476; 2008: 3.66; 2010: 3.5801; 2011: 3.6042; 2012: 3.7119; 2013: 3.6622; 2014: 3.5918; 2015: 3.3269; 2016: 3.3728 | 3.3728 | 2016
Grenada | GRD | Nurses and midwives (per 1,000 people) | SH.MED.NUMW.P3 | 1999: 3.8856; 2000: 3.6024; 2001: 3.5953; 2002: 3.5847; 2003: 3.5742; 2006: 3.8529; 2017: 3.1447 | 3.1447 | 2017
Greenland | GRL | Nurses and midwives (per 1,000 people) | SH.MED.NUMW.P3 | [60 empty] | No reported value | No reported value
Guatemala | GTM | Nurses and midwives (per 1,000 people) | SH.MED.NUMW.P3 | 2009: 0.8698; 2018: 0.947 | 0.947 | 2018
Guam | GUM | Nurses and midwives (per 1,000 people) | SH.MED.NUMW.P3 | [60 empty] | No reported value | No reported value
Guyana | GUY | Nurses and midwives (per 1,000 people) | SH.MED.NUMW.P3 | 2000: 2.3072; 2009: 1.3263; 2010: 1.0099; 2018: 1.3398 | 1.3398 | 2018
High income | HIC | Nurses and midwives (per 1,000 people) | SH.MED.NUMW.P3 | 2015: 8.7881 | 8.7881 | 2015
Hong Kong SAR, China | HKG | Nurses and midwives (per 1,000 people) | SH.MED.NUMW.P3 | [60 empty] | No reported value | No reported value
Honduras | HND | Nurses and midwives (per 1,000 people) | SH.MED.NUMW.P3 | 2000: 1.3071; 2005: 1.0573; 2013: 0.3799; 2016: 1.703; 2017: 0.8815 | 0.8815 | 2017
Heavily indebted poor countries (HIPC) | HPC | Nurses and midwives (per 1,000 people) | SH.MED.NUMW.P3 | 2015: 0.61916 | 0.61916 | 2015
Croatia | HRV | Nurses and midwives (per 1,000 people) | SH.MED.NUMW.P3 | 2006: 5.46; 2007: 5.58; 2010: 6.1349; 2011: 6.2776; 2012: 6.3945; 2013: 6.9272; 2014: 6.5095; 2016: 8.1134 | 8.1134 | 2016
Haiti | HTI | Nurses and midwives (per 1,000 people) | SH.MED.NUMW.P3 | 1998: 0.101; 2011: 1.1811; 2018: 0.6804 | 0.6804 | 2018
Hungary | HUN | Nurses and midwives (per 1,000 people) | SH.MED.NUMW.P3 | 2010: 6.6136; 2011: 6.608; 2012: 6.5309; 2013: 6.631; 2014: 6.6192; 2015: 6.6811; 2016: 6.6425 | 6.6425 | 2016
IBRD only | IBD | Nurses and midwives (per 1,000 people) | SH.MED.NUMW.P3 | 1990: 0.70771; 2000: 1.3855; 2015: 2.8471 | 2.8471 | 2015
IDA & IBRD total | IBT | Nurses and midwives (per 1,000 people) | SH.MED.NUMW.P3 | 2000: 1.3244; 2015: 2.4087 | 2.4087 | 2015
IDA total | IDA | Nurses and midwives (per 1,000 people) | SH.MED.NUMW.P3 | 2015: 1.0763 | 1.0763 | 2015
IDA blend | IDB | Nurses and midwives (per 1,000 people) | SH.MED.NUMW.P3 | 2015: 1.7316 | 1.7316 | 2015
Indonesia | IDN | Nurses and midwives (per 1,000 people) | SH.MED.NUMW.P3 | 1992: 0.6264; 2003: 0.816; 2007: 2.041; 2009: 0.8122; 2010: 1.0581; 2012: 1.3601; 2013: 1.1443; 2015: 1.3001; 2017: 2.0583 | 2.0583 | 2017
IDA only | IDX | Nurses and midwives (per 1,000 people) | SH.MED.NUMW.P3 | 2015: 0.73536 | 0.73536 | 2015
Isle of Man | IMN | Nurses and midwives (per 1,000 people) | SH.MED.NUMW.P3 | 2010: 2.273 | 2.273 | 2010
India | IND | Nurses and midwives (per 1,000 people) | SH.MED.NUMW.P3 | 1991: 0.3767; 2000: 1.1693; 2001: 1.1856; 2003: 1.2481; 2004: 1.2631; 2005: 1.2947; 2007: 1.3329; 2008: 1.3801; 2009: 1.4021; 2010: 1.5394; 2011: 1.7035; 2012: 1.1132; 2013: 1.2218; 2014: 1.3757; 2016: 2.0981; 2017: 2.1071 | 2.1071 | 2017
Not classified | INX | Nurses and midwives (per 1,000 people) | SH.MED.NUMW.P3 | [60 empty] | No reported value | No reported value
Ireland | IRL | Nurses and midwives (per 1,000 people) | SH.MED.NUMW.P3 | 2004: 15.197; 2006: 15.102; 2007: 15.759; 2011: 12.819; 2015: 13.8727; 2016: 14.2949 | 14.2949 | 2016
Iran, Islamic Rep. | IRN | Nurses and midwives (per 1,000 people) | SH.MED.NUMW.P3 | 2004: 1.3827; 2005: 1.3919; 2006: 1.6731; 2010: 1.41; 2011: 1.9745; 2014: 1.5453; 2015: 1.87 | 1.87 | 2015
Iraq | IRQ | Nurses and midwives (per 1,000 people) | SH.MED.NUMW.P3 | 2005: 1.32; 2007: 1.049; 2014: 1.824; 2016: 1.94; 2017: 1.6799 | 1.6799 | 2017
Iceland | ISL | Nurses and midwives (per 1,000 people) | SH.MED.NUMW.P3 | 2000: 14.03; 2001: 14.012; 2002: 14.1045; 2003: 14.4583; 2004: 14.507; 2005: 14.8407; 2006: 14.7047; 2007: 15.0917; 2008: 16.0051; 2009: 16.2006; 2010: 15.2201; 2011: 15.4793; 2012: 15.7266; 2013: 16.107; 2014: 16.1005; 2015: 16.3144; 2016: 15.1429; 2017: 15.6806 | 15.6806 | 2017
Israel | ISR | Nurses and midwives (per 1,000 people) | SH.MED.NUMW.P3 | 1995: 8.1349; 2006: 6.22; 2007: 6.15; 2010: 5.2634; 2011: 5.375; 2012: 4.9529; 2013: 5.0121; 2014: 5.0328; 2015: 5.0715; 2016: 5.2044 | 5.2044 | 2016
Italy | ITA | Nurses and midwives (per 1,000 people) | SH.MED.NUMW.P3 | 2003: 5.44; 2006: 6.932; 2011: 6.9414; 2012: 6.8862; 2013: 6.608; 2014: 5.6446; 2015: 5.8184; 2016: 5.957; 2017: 5.8693 | 5.8693 | 2017
Jamaica | JAM | Nurses and midwives (per 1,000 people) | SH.MED.NUMW.P3 | 2003: 1.6125; 2008: 1.0501; 2012: 1.5125; 2013: 1.4384; 2014: 1.4336; 2015: 1.4583; 2016: 1.6204; 2017: 1.1397 | 1.1397 | 2017
Jordan | JOR | Nurses and midwives (per 1,000 people) | SH.MED.NUMW.P3 | 1998: 2.8186; 1999: 2.9269; 2000: 3.0507; 2001: 3.0638; 2002: 2.838; 2003: 2.9994; 2004: 3.2871; 2005: 3.05; 2006: 3.339; 2007: 3.0479; 2008: 2.9871; 2009: 3.5362; 2010: 3.5728; 2013: 3.4776; 2014: 3.4467; 2015: 2.5822; 2016: 1.89; 2017: 3.3886 | 3.3886 | 2017
Japan | JPN | Nurses and midwives (per 1,000 people) | SH.MED.NUMW.P3 | 1990: 6.3729; 1992: 6.7448; 1994: 7.2509; 1996: 7.7699; 1998: 8.2161; 2000: 8.6546; 2002: 9.0697; 2004: 9.4423; 2006: 9.8112; 2008: 10.2952; 2010: 10.2731; 2011: 11.6382; 2012: 10.6889; 2014: 11.1212; 2016: 11.5184 | 11.5184 | 2016
Kazakhstan | KAZ | Nurses and midwives (per 1,000 people) | SH.MED.NUMW.P3 | 2006: 7.64; 2007: 7.83; 2009: 8.276; 2010: 8.2398; 2011: 8.4178; 2012: 8.5564; 2013: 8.489 | 8.489 | 2013
Kenya | KEN | Nurses and midwives (per 1,000 people) | SH.MED.NUMW.P3 | 2004: 0.4603; 2008: 0.3595; 2009: 0.3963; 2010: 0.7177; 2011: 1.4152; 2012: 1.4152; 2013: 1.4444; 2014: 1.5421 | 1.5421 | 2014
Kyrgyz Republic | KGZ | Nurses and midwives (per 1,000 people) | SH.MED.NUMW.P3 | 2006: 5.79; 2007: 5.662; 2008: 5.5155; 2009: 5.4881; 2010: 6.0229; 2011: 6.2274; 2012: 6.3701; 2013: 6.4299 | 6.4299 | 2013
Cambodia | KHM | Nurses and midwives (per 1,000 people) | SH.MED.NUMW.P3 | 1996: 1.0592; 1998: 1.0079; 2000: 0.9155; 2008: 0.8455; 2009: 0.8546; 2010: 0.8562; 2011: 0.8735; 2012: 0.9232; 2013: 0.9598; 2014: 0.9547 | 0.9547 | 2014
Kiribati | KIR | Nurses and midwives (per 1,000 people) | SH.MED.NUMW.P3 | 1998: 2.3407; 2004: 2.8729; 2008: 3.6687; 2009: 3.523; 2010: 3.9376; 2011: 3.9351; 2013: 4.6175; 2016: 4.8287 | 4.8287 | 2016
St. Kitts and Nevis | KNA | Nurses and midwives (per 1,000 people) | SH.MED.NUMW.P3 | 1990: 6.9363; 1991: 6.9268; 1992: 6.9082; 1993: 6.8421; 1994: 5.9434; 1995: 5.641; 1996: 5.8525; 1997: 5.5479; 1998: 5.6208; 1999: 5.8929; 2000: 4.714; 2001: 6.3913; 2015: 3.9779 | 3.9779 | 2015
Korea, Rep. | KOR | Nurses and midwives (per 1,000 people) | SH.MED.NUMW.P3 | 2003: 1.747; 2004: 4.3433; 2005: 4.5639; 2006: 4.752; 2007: 4.9788; 2008: 5.1892; 2009: 5.4106; 2010: 5.6243; 2011: 4.7499; 2012: 4.8727; 2013: 5.2442; 2014: 5.6345; 2015: 6.0115; 2016: 6.8594; 2017: 6.9735 | 6.9735 | 2017
Kuwait | KWT | Nurses and midwives (per 1,000 people) | SH.MED.NUMW.P3 | 2001: 4.36; 2005: 3.7; 2006: 4.1467; 2007: 4.3269; 2008: 4.6827; 2009: 4.8083; 2010: 6.5158; 2011: 6.4542; 2012: 6.3323; 2013: 6.0813; 2014: 6.4997; 2015: 6.9694 | 6.9694 | 2015
Latin America & Caribbean (excluding high income) | LAC | Nurses and midwives (per 1,000 people) | SH.MED.NUMW.P3 | 2000: 2.1004; 2015: 4.8899 | 4.8899 | 2015
Lao PDR | LAO | Nurses and midwives (per 1,000 people) | SH.MED.NUMW.P3 | 1995: 1.2552; 2000: 1.0232; 2004: 0.9886; 2005: 0.9948; 2009: 0.8651; 2010: 0.8576; 2012: 0.87; 2013: 0.928; 2014: 0.9756 | 0.9756 | 2014
Lebanon | LBN | Nurses and midwives (per 1,000 people) | SH.MED.NUMW.P3 | 2001: 1.2372; 2005: 1.1839; 2007: 1.6961; 2009: 1.981; 2010: 2.0269; 2011: 2.5248; 2013: 2.615; 2014: 2.4935; 2015: 2.4438; 2016: 2.4774; 2017: 2.6448 | 2.6448 | 2017
Liberia | LBR | Nurses and midwives (per 1,000 people) | SH.MED.NUMW.P3 | 2004: 0.3258; 2008: 0.267; 2010: 0.4572; 2015: 0.1007 | 0.1007 | 2015
Libya | LBY | Nurses and midwives (per 1,000 people) | SH.MED.NUMW.P3 | 1997: 3.4743; 2004: 4.7609; 2008: 5.5327; 2009: 7.0219; 2010: 6.8; 2013: 7.0999; 2014: 6.9657; 2017: 6.7416 | 6.7416 | 2017
St. Lucia | LCA | Nurses and midwives (per 1,000 people) | SH.MED.NUMW.P3 | 1999: 2.1327; 2001: 2.3407; 2003: 3.0745; 2004: 2.312; 2005: 1.9914; 2014: 1.5873 | 1.5873 | 2014
Latin America & Caribbean | LCN | Nurses and midwives (per 1,000 people) | SH.MED.NUMW.P3 | 2000: 2.04; 2015: 4.7222 | 4.7222 | 2015
Least developed countries: UN classification | LDC | Nurses and midwives (per 1,000 people) | SH.MED.NUMW.P3 | 2015: 0.63515 | 0.63515 | 2015
Low income | LIC | Nurses and midwives (per 1,000 people) | SH.MED.NUMW.P3 | 2015: 0.86037 | 0.86037 | 2015
Liechtenstein | LIE | Nurses and midwives (per 1,000 people) | SH.MED.NUMW.P3 | [60 empty] | No reported value | No reported value
Sri Lanka | LKA | Nurses and midwives (per 1,000 people) | SH.MED.NUMW.P3 | 1990: 0.7371; 1991: 0.8014; 1992: 0.8677; 1993: 1.0296; 1994: 0.9647; 1995: 1.0846; 1996: 0.7584; 1997: 0.7477; 1998: 0.7873; 1999: 0.7527; 2000: 1.1916; 2001: 0.8352; 2002: 1.0624; 2004: 1.7155; 2005: 1.4092; 2006: 1.6737; 2007: 2.0533; 2008: 1.5072; 2009: 1.559; 2010: 1.751; 2013: 2.0085; 2015: 2.487; 2016: 2.1155 | 2.1155 | 2016
Lower middle income | LMC | Nurses and midwives (per 1,000 people) | SH.MED.NUMW.P3 | 2015: 1.8018 | 1.8018 | 2015
Low & middle income | LMY | Nurses and midwives (per 1,000 people) | SH.MED.NUMW.P3 | 2000: 1.3482; 2015: 2.4077 | 2.4077 | 2015
Lesotho | LSO | Nurses and midwives (per 1,000 people) | SH.MED.NUMW.P3 | 2003: 0.5855; 2010: 0.6508 | 0.6508 | 2010
Late-demographic dividend | LTE | Nurses and midwives (per 1,000 people) | SH.MED.NUMW.P3 | 1990: 0.87634; 2000: 1.3516; 2015: 3.6439 | 3.6439 | 2015
Lithuania | LTU | Nurses and midwives (per 1,000 people) | SH.MED.NUMW.P3 | 2006: 7.65; 2007: 7.567; 2008: 7.32; 2010: 7.8779; 2011: 7.6993; 2012: 7.7651; 2013: 7.749; 2014: 7.8304; 2015: 7.9034; 2016: 7.9155 | 7.9155 | 2016
Luxembourg | LUX | Nurses and midwives (per 1,000 people) | SH.MED.NUMW.P3 | 2004: 9.63; 2005: 10.366; 2006: 11.32; 2010: 11.7543; 2011: 11.9619; 2012: 12.2539; 2013: 12.271; 2014: 12.3171; 2015: 12.3346; 2016: 12.2408; 2017: 12.3496 | 12.3496 | 2017
Latvia | LVA | Nurses and midwives (per 1,000 people) | SH.MED.NUMW.P3 | 1990: 6.9918; 1991: 6.8134; 1992: 6.348; 1993: 6.0402; 1994: 5.2823; 1995: 5.1537; 1996: 5.0081; 1997: 4.82; 1998: 4.6052; 1999: 4.3848; 2000: 4.3895; 2001: 4.3164; 2002: 4.3087; 2003: 4.4245; 2004: 4.5355; 2005: 4.5959; 2006: 4.5308; 2007: 4.5818; 2008: 4.7848; 2009: 4.349; 2010: 5.1548; 2011: 5.071; 2012: 4.9763; 2013: 5.0108; 2014: 4.965; 2015: 4.8482; 2016: 4.8155 | 4.8155 | 2016
Macao SAR, China | MAC | Nurses and midwives (per 1,000 people) | SH.MED.NUMW.P3 | [60 empty] | No reported value | No reported value
St. Martin (French part) | MAF | Nurses and midwives (per 1,000 people) | SH.MED.NUMW.P3 | [60 empty] | No reported value | No reported value
Morocco | MAR | Nurses and midwives (per 1,000 people) | SH.MED.NUMW.P3 | 2004: 0.8061; 2009: 0.9281; 2010: 0.89; 2013: 0.89; 2014: 0.8623; 2017: 1.0979 | 1.0979 | 2017
Monaco | MCO | Nurses and midwives (per 1,000 people) | SH.MED.NUMW.P3 | 1995: 14.5; 2011: 16.7733; 2012: 17.9101; 2013: 18.7632; 2014: 20.2625 | 20.2625 | 2014
Moldova | MDA | Nurses and midwives (per 1,000 people) | SH.MED.NUMW.P3 | 2006: 6.2; 2007: 6.65; 2010: 5.8438; 2011: 5.8368; 2012: 5.7957; 2013: 5.6736; 2014: 5.5006; 2015: 4.5113 | 4.5113 | 2015
Madagascar | MDG | Nurses and midwives (per 1,000 people) | SH.MED.NUMW.P3 | 2002: 0.3129; 2003: 0.3035; 2004: 0.2854; 2005: 0.35; 2006: 0.3022; 2007: 0.2941; 2008: 0.2811; 2009: 0.243; 2010: 0.2233; 2011: 0.2179; 2012: 0.2174; 2014: 0.1059 | 0.1059 | 2014
Maldives | MDV | Nurses and midwives (per 1,000 people) | SH.MED.NUMW.P3 | 1991: 0.6527; 1993: 0.7753; 1996: 1.3922; 2004: 2.8544; 2007: 4.579; 2009: 5.2073; 2010: 5.1248; 2014: 5.7227; 2015: 7.1463; 2016: 3.9504 | 3.9504 | 2016
Middle East & North Africa | MEA | Nurses and midwives (per 1,000 people) | SH.MED.NUMW.P3 | 2015: 2.3152 | 2.3152 | 2015
Mexico | MEX | Nurses and midwives (per 1,000 people) | SH.MED.NUMW.P3 | 2000: 0.8718; 2004: 3.98; 2009: 2.371; 2010: 2.3455; 2011: 2.4378; 2012: 2.4738; 2013: 2.5335; 2014: 2.5964; 2015: 2.6686; 2016: 2.9 | 2.9 | 2016
Marshall Islands | MHL | Nurses and midwives (per 1,000 people) | SH.MED.NUMW.P3 | 2000: 2.98; 2007: 3.6084; 2008: 2.603; 2010: 2.4237; 2011: 3.7143; 2012: 3.5484 | 3.5484 | 2012
Middle income | MIC | Nurses and midwives (per 1,000 people) | SH.MED.NUMW.P3 | 1990: 0.67583; 2000: 1.3682; 2015: 2.5889 | 2.5889 | 2015
North Macedonia | MKD | Nurses and midwives (per 1,000 people) | SH.MED.NUMW.P3 | 2006: 4.34; 2008: 0.612; 2010: 4.7805; 2011: 4.7703; 2012: 4.7237; 2013: 4.7545; 2015: 3.7917 | 3.7917 | 2015
Mali | MLI | Nurses and midwives (per 1,000 people) | SH.MED.NUMW.P3 | 2004: 0.6729; 2007: 0.2107; 2008: 0.297; 2009: 0.443; 2010: 0.4454; 2011: 0.3671; 2012: 0.3765; 2016: 0.382 | 0.382 | 2016
Malta | MLT | Nurses and midwives (per 1,000 people) | SH.MED.NUMW.P3 | 2006: 5.98; 2007: 6.272; 2009: 6.631; 2010: 7.1858; 2011: 7.4474; 2012: 7.4596; 2013: 7.8639; 2014: 8.9145; 2015: 8.95 | 8.95 | 2015
Myanmar | MMR | Nurses and midwives (per 1,000 people) | SH.MED.NUMW.P3 | 2005: 0.7533; 2006: 0.7939; 2007: 0.816; 2008: 0.8372; 2009: 0.8693; 2010: 0.9012; 2011: 0.9292; 2012: 0.9585; 2015: 0.3824; 2016: 1.0375; 2017: 0.9794 | 0.9794 | 2017
Middle East & North Africa (excluding high income) | MNA | Nurses and midwives (per 1,000 people) | SH.MED.NUMW.P3 | 2015: 1.7526 | 1.7526 | 2015
Montenegro | MNE | Nurses and midwives (per 1,000 people) | SH.MED.NUMW.P3 | 2006: 5.65; 2007: 5.54; 2009: 5.793; 2010: 5.6736; 2011: 5.498; 2012: 5.3113; 2013: 5.7822; 2014: 5.8244; 2015: 5.7179 | 5.7179 | 2015
Mongolia | MNG | Nurses and midwives (per 1,000 people) | SH.MED.NUMW.P3 | 2002: 3.6117; 2008: 3.6547; 2009: 3.6297; 2010: 3.6407; 2011: 3.673; 2012: 3.7965; 2013: 3.8214; 2014: 4.048; 2016: 3.9846 | 3.9846 | 2016
Northern Mariana Islands | MNP | Nurses and midwives (per 1,000 people) | SH.MED.NUMW.P3 | [60 empty] | No reported value | No reported value
Mozambique | MOZ | Nurses and midwives (per 1,000 people) | SH.MED.NUMW.P3 | 2004: 0.3044; 2006: 0.2884; 2007: 0.5219; 2008: 0.341; 2009: 0.3843; 2010: 0.3925; 2011: 0.381; 2012: 0.3928; 2013: 0.4017; 2017: 0.4436 | 0.4436 | 2017
Mauritania | MRT | Nurses and midwives (per 1,000 people) | SH.MED.NUMW.P3 | 2004: 0.6221; 2009: 0.6568; 2010: 0.7766; 2013: 0.667; 2014: 0.9464; 2015: 0.9892; 2017: 1.0341 | 1.0341 | 2017
Mauritius | MUS | Nurses and midwives (per 1,000 people) | SH.MED.NUMW.P3 | 2004: 3.7871; 2007: 2.6744; 2008: 2.7435; 2009: 2.8135; 2010: 2.8846; 2011: 2.9337; 2012: 2.9815; 2013: 3.157; 2014: 3.2811; 2015: 3.3831 | 3.3831 | 2015
Malawi | MWI | Nurses and midwives (per 1,000 people) | SH.MED.NUMW.P3 | 2004: 0.5731; 2008: 0.273; 2009: 0.327; 2010: 0.283; 2016: 0.2528 | 0.2528 | 2016
Malaysia | MYS | Nurses and midwives (per 1,000 people) | SH.MED.NUMW.P3 | 2000: 1.6752; 2002: 1.7927; 2008: 2.687; 2010: 3.2085; 2011: 3.3893; 2012: 3.8008; 2015: 4.0718 | 4.0718 | 2015
North America | NAC | Nurses and midwives (per 1,000 people) | SH.MED.NUMW.P3 | 2000: 9.5207; 2015: 8.6858 | 8.6858 | 2015
Namibia | NAM | Nurses and midwives (per 1,000 people) | SH.MED.NUMW.P3 | 2004: 3.0584; 2007: 2.7646; 2010: 2.775 | 2.775 | 2010
New Caledonia | NCL | Nurses and midwives (per 1,000 people) | SH.MED.NUMW.P3 | [60 empty] | No reported value | No reported value
Niger | NER | Nurses and midwives (per 1,000 people) | SH.MED.NUMW.P3 | 2004: 0.2147; 2008: 0.1389; 2009: 0.2043; 2010: 0.137; 2013: 0.2415; 2014: 0.3109 | 0.3109 | 2014
Nigeria | NGA | Nurses and midwives (per 1,000 people) | SH.MED.NUMW.P3 | 2003: 1.5936; 2005: 1.5361; 2006: 1.5026; 2007: 1.4985; 2008: 1.4962; 2009: 1.0762; 2010: 1.3561; 2013: 1.4524 | 1.4524 | 2013
Nicaragua | NIC | Nurses and midwives (per 1,000 people) | SH.MED.NUMW.P3 | 2003: 1.1185; 2005: 1.17; 2006: 1.1713; 2007: 1.197; 2008: 1.3084; 2009: 1.3209; 2010: 1.2838; 2011: 1.3881; 2012: 1.3941; 2013: 1.3864; 2014: 1.3839; 2018: 1.5775 | 1.5775 | 2018
Netherlands | NLD | Nurses and midwives (per 1,000 people) | SH.MED.NUMW.P3 | 2006: 14.61; 2007: 15.145; 2008: 8.517; 2014: 10.5284; 2015: 10.4675; 2016: 11.1043 | 11.1043 | 2016
Norway | NOR | Nurses and midwives (per 1,000 people) | SH.MED.NUMW.P3 | 2006: 16.22; 2007: 16.329; 2008: 14.76; 2009: 31.1431; 2010: 17.1921; 2011: 17.4917; 2012: 17.6343; 2013: 17.7637; 2014: 17.9853; 2015: 17.8622; 2016: 17.9793; 2017: 18.1247 | 18.1247 | 2017
Nepal | NPL | Nurses and midwives (per 1,000 people) | SH.MED.NUMW.P3 | 2004: 0.4672; 2012: 1.5599; 2013: 1.8014; 2014: 2.03; 2017: 2.6854 | 2.6854 | 2017
Nauru | NRU | Nurses and midwives (per 1,000 people) | SH.MED.NUMW.P3 | 1995: 6; 2004: 6.2376; 2008: 6.9697; 2011: 6.8627; 2015: 6.1947 | 6.1947 | 2015
New Zealand | NZL | Nurses and midwives (per 1,000 people) | SH.MED.NUMW.P3 | 2000: 7.9917; 2001: 8.5082; 2003: 8.91; 2007: 10.5103; 2010: 10.576; 2011: 10.6174; 2012: 10.5177; 2013: 10.5209; 2014: 10.5512; 2015: 10.7919; 2016: 10.9198; 2017: 10.955 | 10.955 | 2017
OECD members | OED | Nurses and midwives (per 1,000 people) | SH.MED.NUMW.P3 | 2000: 6.9595; 2015: 8.0447 | 8.0447 | 2015
Oman | OMN | Nurses and midwives (per 1,000 people) | SH.MED.NUMW.P3 | 1990: 2.2884; 1995: 2.7383; 1997: 2.5745; 1998: 2.8265; 1999: 2.8551; 2000: 3.4519; 2004: 3.5774; 2005: 3.6941; 2006: 3.7224; 2007: 3.9034; 2008: 4.0714; 2009: 4.1977; 2010: 4.2298; 2011: 4.3981; 2012: 4.5105; 2013: 4.5615; 2014: 4.7451; 2015: 4.6028; 2016: 4.4657; 2017: 4.3004 | 4.3004 | 2017
Other small states | OSS | Nurses and midwives (per 1,000 people) | SH.MED.NUMW.P3 | 2015: 3.1396 | 3.1396 | 2015
Pakistan | PAK | Nurses and midwives (per 1,000 people) | SH.MED.NUMW.P3 | 1992: 0.3259; 1993: 0.3331; 1994: 0.3438; 1995: 0.3459; 1996: 0.3687; 1997: 0.3912; 1998: 0.4162; 1999: 0.4311; 2000: 0.4335; 2001: 0.443; 2004: 0.476; 2008: 0.5556; 2009: 0.5719; 2010: 0.5886; 2011: 0.446; 2014: 0.604; 2015: 0.5004 | 0.5004 | 2015
Panama | PAN | Nurses and midwives (per 1,000 people) | SH.MED.NUMW.P3 | 1990: 0.9955; 1991: 0.9742; 1992: 0.9639; 1993: 1.0066; 1994: 1.0253; 1995: 1.0443; 1996: 1.0779; 1997: 1.1048; 1998: 1.0936; 1999: 1.1423; 2000: 2.765; 2001: 1.8413; 2002: 1.9163; 2003: 2.1984; 2004: 1.9908; 2005: 2.0042; 2006: 2.003; 2010: 2.4761; 2011: 2.3138; 2016: 1.41 | 1.41 | 2016
Peru | PER | Nurses and midwives (per 1,000 people) | SH.MED.NUMW.P3 | 1999: 0.6693; 2007: 3.5921; 2009: 1.299; 2010: 1.271; 2012: 1.4929; 2016: 1.35 | 1.35 | 2016
Philippines | PHL | Nurses and midwives (per 1,000 people) | SH.MED.NUMW.P3 | 2000: 4.3165; 2001: 4.2985; 2002: 4.2682; 2003: 4.2376; 2004: 4.2402; 2005: 4.2778; 2006: 4.4088; 2007: 4.6594; 2008: 5.1306; 2009: 5.6589; 2010: 3.3348; 2015: 0.24 | 0.24 | 2015
Palau | PLW | Nurses and midwives (per 1,000 people) | SH.MED.NUMW.P3 | 1998: 6.1081; 2004: 6.0606; 2006: 5.9; 2009: 5.5172; 2010: 5.8049; 2014: 5.2607 | 5.2607 | 2014
Papua New Guinea | PNG | Nurses and midwives (per 1,000 people) | SH.MED.NUMW.P3 | 2000: 0.5099; 2008: 0.419; 2010: 0.5125 | 0.5125 | 2010
Poland | POL | Nurses and midwives (per 1,000 people) | SH.MED.NUMW.P3 | 2003: 4.895; 2005: 5.18; 2006: 5.187; 2008: 5.73; 2010: 6.4191; 2011: 6.4267; 2012: 6.7955; 2013: 5.832; 2014: 5.7861; 2015: 5.7453; 2016: 5.7221 | 5.7221 | 2016
Pre-demographic dividend | PRE | Nurses and midwives (per 1,000 people) | SH.MED.NUMW.P3 | 2015: 0.86119 | 0.86119 | 2015
Puerto Rico | PRI | Nurses and midwives (per 1,000 people) | SH.MED.NUMW.P3 | [60 empty] | No reported value | No reported value
Korea, Dem. People’s Rep. | PRK | Nurses and midwives (per 1,000 people) | SH.MED.NUMW.P3 | 2003: 3.9686; 2008: 4.1409; 2011: 4.091; 2014: 4.7257; 2017: 4.4382 | 4.4382 | 2017
Portugal | PRT | Nurses and midwives (per 1,000 people) | SH.MED.NUMW.P3 | 2002: 4.0023; 2003: 4.1812; 2004: 4.3487; 2005: 4.5577; 2006: 4.8071; 2007: 5.0873; 2008: 5.3237; 2009: 5.5908; 2010: 6.0794; 2011: 6.2921; 2012: 6.4121; 2013: 6.4878; 2014: 6.5788; 2016: 6.3725 | 6.3725 | 2016
Paraguay | PRY | Nurses and midwives (per 1,000 people) | SH.MED.NUMW.P3 | 2002: 1.8627; 2012: 1.0486; 2017: 0.3999; 2018: 1.1669 | 1.1669 | 2018
West Bank and Gaza | PSE | Nurses and midwives (per 1,000 people) | SH.MED.NUMW.P3 | [60 empty] | No reported value | No reported value
Pacific island small states | PSS | Nurses and midwives (per 1,000 people) | SH.MED.NUMW.P3 | 2000: 2.0177; 2015: 2.6664 | 2.6664 | 2015
Post-demographic dividend | PST | Nurses and midwives (per 1,000 people) | SH.MED.NUMW.P3 | 2015: 9.1628 | 9.1628 | 2015
French Polynesia | PYF | Nurses and midwives (per 1,000 people) | SH.MED.NUMW.P3 | [60 empty] | No reported value | No reported value
Qatar | QAT | Nurses and midwives (per 1,000 people) | SH.MED.NUMW.P3 | 2001: 4.936; 2005: 5.6423; 2006: 6.1213; 2008: 6.0664; 2009: 4.7743; 2010: 5.9645; 2014: 5.7998; 2016: 6.6028 | 6.6028 | 2016
Romania | ROU | Nurses and midwives (per 1,000 people) | SH.MED.NUMW.P3 | 2006: 4.19; 2010: 5.9238; 2011: 6.0122; 2012: 6.137; 2013: 6.3273; 2016: 6.0979 | 6.0979 | 2016
Russian Federation | RUS | Nurses and midwives (per 1,000 people) | SH.MED.NUMW.P3 | 2006: 8.519; 2010: 7.2541; 2011: 8.7461; 2012: 8.4968; 2013: 8.7802; 2014: 8.9509; 2015: 8.6567; 2016: 8.6212 | 8.6212 | 2016
Rwanda | RWA | Nurses and midwives (per 1,000 people) | SH.MED.NUMW.P3 | 2004: 0.413; 2005: 0.448; 2008: 0.675; 2009: 0.6654; 2010: 0.678; 2015: 0.8307 | 0.8307 | 2015
South Asia | SAS | Nurses and midwives (per 1,000 people) | SH.MED.NUMW.P3 | 1990: 0.37754; 2000: 1.0836; 2015: 1.7372 | 1.7372 | 2015
Saudi Arabia | SAU | Nurses and midwives (per 1,000 people) | SH.MED.NUMW.P3 | 2000: 1.7576; 2004: 2.97; 2007: 3.632; 2008: 3.905; 2009: 4.158; 2010: 4.7325; 2011: 4.7678; 2012: 4.803; 2014: 5.2251; 2016: 5.7 | 5.7 | 2016
Sudan | SDN | Nurses and midwives (per 1,000 people) | SH.MED.NUMW.P3 | 2004: 1.0434; 2006: 1.0553; 2007: 1.0068; 2008: 0.9843; 2010: 0.84; 2014: 1.2068; 2015: 0.83 | 0.83 | 2015
Senegal | SEN | Nurses and midwives (per 1,000 people) | SH.MED.NUMW.P3 | 2004: 0.3; 2008: 0.4305; 2010: 0.42; 2013: 1.3851; 2015: 0.7755; 2016: 0.3129 | 0.3129 | 2016
Singapore | SGP | Nurses and midwives (per 1,000 people) | SH.MED.NUMW.P3 | 1999: 4.1762; 2001: 4.3292; 2004: 4.4231; 2005: 4.4905; 2006: 4.5376; 2007: 4.7189; 2008: 4.9904; 2009: 5.3956; 2010: 5.7821; 2011: 5.2085; 2012: 5.5803; 2013: 5.6956; 2014: 5.8268; 2016: 7.2141 | 7.2141 | 2016
Solomon Islands | SLB | Nurses and midwives (per 1,000 people) | SH.MED.NUMW.P3 | 1999: 0.8991; 2003: 1.41; 2005: 1.4769; 2009: 2.0926; 2010: 2.053; 2011: 1.7921; 2012: 1.7516; 2013: 1.7711; 2016: 2.1307 | 2.1307 | 2016
Sierra Leone | SLE | Nurses and midwives (per 1,000 people) | SH.MED.NUMW.P3 | 2004: 0.4614; 2008: 0.1607; 2010: 0.2852; 2011: 0.2765; 2014: 0.9962 | 0.9962 | 2014
El Salvador | SLV | Nurses and midwives (per 1,000 people) | SH.MED.NUMW.P3 | 1999: 0.6755; 2002: 0.859; 2005: 0.3457; 2007: 1.3726; 2008: 0.4794; 2010: 0.405; 2016: 2.278 | 2.278 | 2016
San Marino | SMR | Nurses and midwives (per 1,000 people) | SH.MED.NUMW.P3 | 2011: 8.8254; 2012: 9.3417; 2013: 9.226; 2014: 8.7768 | 8.7768 | 2014
Somalia | SOM | Nurses and midwives (per 1,000 people) | SH.MED.NUMW.P3 | 1997: 0.191; 2006: 0.09; 2010: 0.114; 2014: 0.0611 | 0.0611 | 2014
Serbia | SRB | Nurses and midwives (per 1,000 people) | SH.MED.NUMW.P3 | 2006: 4.28; 2007: 4.43; 2010: 5.3224; 2011: 5.3998; 2012: 5.3719; 2013: 5.3863; 2014: 5.3377; 2015: 4.7192; 2016: 6.1203 | 6.1203 | 2016
Sub-Saharan Africa (excluding high income) | SSA | Nurses and midwives (per 1,000 people) | SH.MED.NUMW.P3 | 2015: 1.0284 | 1.0284 | 2015
South Sudan | SSD | Nurses and midwives (per 1,000 people) | SH.MED.NUMW.P3 | [60 empty] | No reported value | No reported value
Sub-Saharan Africa | SSF | Nurses and midwives (per 1,000 people) | SH.MED.NUMW.P3 | 2015: 1.0286 | 1.0286 | 2015
Small states | SST | Nurses and midwives (per 1,000 people) | SH.MED.NUMW.P3 | 2015: 2.957 | 2.957 | 2015
Sao Tome and Principe | STP | Nurses and midwives (per 1,000 people) | SH.MED.NUMW.P3 | 2004: 2.0263; 2015: 2.26 | 2.26 | 2015
Suriname | SUR | Nurses and midwives (per 1,000 people) | SH.MED.NUMW.P3 | 2000: 1.4564; 2004: 5.2269; 2009: 3.0772; 2017: 4.0983 | 4.0983 | 2017
Slovak Republic | SVK | Nurses and midwives (per 1,000 people) | SH.MED.NUMW.P3 | 2005: 6.62; 2008: 6.58; 2009: 6.3838; 2010: 6.7526; 2011: 6.6023; 2012: 6.4625; 2013: 6.3921; 2014: 6.3974; 2015: 6.0052; 2016: 9.1727 | 9.1727 | 2016
Slovenia | SVN | Nurses and midwives (per 1,000 people) | SH.MED.NUMW.P3 | 2005: 7.99; 2006: 7.813; 2008: 8.16; 2010: 8.2491; 2011: 8.3832; 2012: 8.2634; 2013: 8.4125; 2014: 8.6581; 2015: 8.809; 2016: 9.68 | 9.68 | 2016
Sweden | SWE | Nurses and midwives (per 1,000 people) | SH.MED.NUMW.P3 | 2002: 10.235; 2006: 11.57; 2007: 10.9656; 2008: 11.861; 2010: 11.8208; 2011: 11.8355; 2012: 11.8672; 2013: 11.891; 2014: 11.8931; 2015: 11.8503; 2016: 11.5434 | 11.5434 | 2016
Eswatini | SWZ | Nurses and midwives (per 1,000 people) | SH.MED.NUMW.P3 | 2000: 3.1512; 2004: 6.235; 2009: 1.3771; 2011: 1.0544; 2015: 2 | 2 | 2015
Sint Maarten (Dutch part) | SXM | Nurses and midwives (per 1,000 people) | SH.MED.NUMW.P3 | [60 empty] | No reported value | No reported value
Seychelles | SYC | Nurses and midwives (per 1,000 people) | SH.MED.NUMW.P3 | 2004: 7.2457; 2005: 4.3968; 2006: 4.6154; 2007: 4.5515; 2008: 4.4873; 2010: 4.5077; 2012: 4.5395; 2016: 3.2613 | 3.2613 | 2016
Syrian Arab Republic | SYR | Nurses and midwives (per 1,000 people) | SH.MED.NUMW.P3 | 1997: 2.2244; 1998: 2.3184; 1999: 1.9051; 2000: 1.9544; 2001: 1.941; 2002: 1.9602; 2003: 1.8506; 2004: 1.9155; 2005: 1.8915; 2006: 1.4; 2007: 1.914; 2008: 1.873; 2009: 1.8766; 2010: 1.9056; 2014: 2.2502; 2016: 1.46 | 1.46 | 2016
Turks and Caicos Islands | TCA | Nurses and midwives (per 1,000 people) | SH.MED.NUMW.P3 | [60 empty] | No reported value | No reported value
Chad | TCD | Nurses and midwives (per 1,000 people) | SH.MED.NUMW.P3 | 1997: 0.0479; 1998: 0.0562; 1999: 0.0597; 2000: 0.1248; 2004: 0.2574; 2006: 0.1815; 2012: 0.28; 2013: 0.3089; 2016: 0.3637 | 0.3637 | 2016
East Asia & Pacific (IDA & IBRD countries) | TEA | Nurses and midwives (per 1,000 people) | SH.MED.NUMW.P3 | 1990: 0.79562; 2000: 1.2277; 2015: 2.1248 | 2.1248 | 2015
Europe & Central Asia (IDA & IBRD countries) | TEC | Nurses and midwives (per 1,000 people) | SH.MED.NUMW.P3 | 2015: 6.9217 | 6.9217 | 2015
Togo | TGO | Nurses and midwives (per 1,000 people) | SH.MED.NUMW.P3 | 2004: 0.35; 2007: 0.4122; 2008: 0.2947; 2010: 1.4434; 2015: 0.298 | 0.298 | 2015
Thailand | THA | Nurses and midwives (per 1,000 people) | SH.MED.NUMW.P3 | 1991: 0.7106; 1993: 0.7996; 1995: 0.9121; 1997: 0.9261; 1998: 1.0343; 1999: 1.0915; 2000: 2.831; 2001: 1.2282; 2002: 1.3217; 2004: 1.4877; 2006: 1.5445; 2007: 1.5279; 2008: 1.5838; 2009: 1.6417; 2010: 2.0639; 2015: 2.3702; 2016: 2.7786; 2017: 2.9647 | 2.9647 | 2017
Tajikistan | TJK | Nurses and midwives (per 1,000 people) | SH.MED.NUMW.P3 | 2009: 3.3928; 2010: 4.4184; 2011: 4.5274; 2012: 4.8766; 2013: 4.938; 2014: 5.233 | 5.233 | 2014
Turkmenistan | TKM | Nurses and midwives (per 1,000 people) | SH.MED.NUMW.P3 | 2002: 9.4054; 2006: 4.7; 2007: 4.52; 2010: 4.7165; 2011: 4.7175; 2012: 4.6959; 2013: 4.6488; 2014: 4.6306 | 4.6306 | 2014
Latin America & the Caribbean (IDA & IBRD countries) | TLA | Nurses and midwives (per 1,000 people) | SH.MED.NUMW.P3 | 2000: 1.9118; 2015: 4.6624 | 4.6624 | 2015
Timor-Leste | TLS | Nurses and midwives (per 1,000 people) | SH.MED.NUMW.P3 | 2004: 1.8009; 2007: 0.9925; 2008: 1.0231; 2009: 1.1136; 2010: 1.131; 2011: 1.1339; 2013: 0.9659; 2014: 1.358; 2015: 1.4287; 2017: 1.6701 | 1.6701 | 2017
Middle East & North Africa (IDA & IBRD countries) | TMN | Nurses and midwives (per 1,000 people) | SH.MED.NUMW.P3 | 2015: 1.7526 | 1.7526 | 2015
Tonga | TON | Nurses and midwives (per 1,000 people) | SH.MED.NUMW.P3 | 2001: 3.4584; 2002: 3.5282; 2007: 2.932; 2008: 3.534; 2009: 3.6486; 2010: 3.8425; 2013: 3.8746; 2016: 3.932 | 3.932 | 2016
South Asia (IDA & IBRD) | TSA | Nurses and midwives (per 1,000 people) | SH.MED.NUMW.P3 | 1990: 0.37754; 2000: 1.0836; 2015: 1.7372 | 1.7372 | 2015
Sub-Saharan Africa (IDA & IBRD countries) | TSS | Nurses and midwives (per 1,000 people) | SH.MED.NUMW.P3 | 2015: 1.0286 | 1.0286 | 2015
Trinidad and Tobago | TTO | Nurses and midwives (per 1,000 people) | SH.MED.NUMW.P3 | 1995: 2.9777; 1996: 2.2656; 1997: 2.2932; 1998: 2.7255; 1999: 2.885; 2000: 2.5978; 2001: 2.7759; 2002: 2.9856; 2003: 3.0997; 2006: 3.5523; 2007: 3.5721; 2009: 3.47; 2010: 2.9403; 2011: 3.2806; 2015: 3.5093 | 3.5093 | 2015
Tunisia | TUN | Nurses and midwives (per 1,000 people) | SH.MED.NUMW.P3 | 2003: 2.0799; 2004: 2.8487; 2008: 2.1772; 2009: 2.1536; 2010: 2.2402; 2014: 2.4406; 2015: 2.6478; 2016: 2.6351 | 2.6351 | 2016
Turkey | TUR | Nurses and midwives (per 1,000 people) | SH.MED.NUMW.P3 | 1990: 1.3983; 1991: 1.4818; 1992: 1.5346; 1993: 1.598; 1994: 1.5962; 1995: 1.7747; 1996: 1.7413; 1997: 1.7805; 1998: 1.7986; 1999: 1.7908; 2000: 1.7575; 2001: 1.7806; 2002: 1.748; 2003: 1.7575; 2004: 1.7756; 2005: 1.7926; 2006: 1.8485; 2007: 2.038; 2008: 2.0952; 2009: 2.1662; 2010: 2.9789; 2011: 3.1167; 2012: 3.2431; 2013: 3.2512; 2014: 3.2209; 2015: 2.6304 | 2.6304 | 2015
Tuvalu | TUV | Nurses and midwives (per 1,000 people) | SH.MED.NUMW.P3 | 2002: 4.0625; 2003: 5.102; 2008: 6.2136; 2010: 5.818; 2014: 3.7615 | 3.7615 | 2014
Tanzania | TZA | Nurses and midwives (per 1,000 people) | SH.MED.NUMW.P3 | 2002: 0.3681; 2006: 0.2323; 2010: 0.242; 2012: 0.4238; 2014: 0.4126 | 0.4126 | 2014
Uganda | UGA | Nurses and midwives (per 1,000 people) | SH.MED.NUMW.P3 | 2004: 0.6881; 2005: 1.3181; 2010: 1.306; 2012: 1.1351; 2015: 0.6303 | 0.6303 | 2015
Ukraine | UKR | Nurses and midwives (per 1,000 people) | SH.MED.NUMW.P3 | 2006: 8.45; 2010: 7.9104; 2011: 7.9118; 2012: 7.966; 2013: 8.0038; 2014: 7.0576 | 7.0576 | 2014
Upper middle income | UMC | Nurses and midwives (per 1,000 people) | SH.MED.NUMW.P3 | 1990: 0.877; 2000: 1.4535; 2015: 3.4765 | 3.4765 | 2015
Uruguay | URY | Nurses and midwives (per 1,000 people) | SH.MED.NUMW.P3 | 2002: 0.8654; 2006: 2.9865; 2008: 5.8479; 2010: 5.548; 2016: 6.2782; 2017: 1.9299 | 1.9299 | 2017
United States | USA | Nurses and midwives (per 1,000 people) | SH.MED.NUMW.P3 | 1995: 8.94; 2000: 9.4673; 2005: 9.9177; 2010: 12.6078; 2014: 8.832; 2015: 8.55 | 8.55 | 2015
Uzbekistan | UZB | Nurses and midwives (per 1,000 people) | SH.MED.NUMW.P3 | 2005: 10.91; 2007: 10.81; 2009: 11.132; 2010: 12.2281; 2011: 12.273; 2012: 12.2176; 2013: 12.1486; 2014: 12.0739 | 12.0739 | 2014
St. Vincent and the Grenadines | VCT | Nurses and midwives (per 1,000 people) | SH.MED.NUMW.P3 | 1997: 2.5556; 2000: 4.1427; 2001: 4.4074; 2004: 4.6409; 2010: 2.5801 | 2.5801 | 2010
Venezuela, RB | VEN | Nurses and midwives (per 1,000 people) | SH.MED.NUMW.P3 | 1997: 0.6499; 2001: 1.1223 | 1.1223 | 2001
British Virgin Islands | VGB | Nurses and midwives (per 1,000 people) | SH.MED.NUMW.P3 | [60 empty] | No reported value | No reported value
Virgin Islands (U.S.) | VIR | Nurses and midwives (per 1,000 people) | SH.MED.NUMW.P3 | [60 empty] | No reported value | No reported value
Vietnam | VNM | Nurses and midwives (per 1,000 people) | SH.MED.NUMW.P3 | 2001: 0.7296; 2002: 0.7542; 2004: 0.663; 2005: 0.8263; 2006: 0.8748; 2007: 0.9448; 2008: 1.0152; 2009: 1.1022; 2010: 1.2256; 2011: 1.13; 2012: 1.4419; 2013: 1.226; 2014: 1.4171; 2015: 1.4092; 2016: 1.4321 | 1.4321 | 2016
Vanuatu | VUT | Nurses and midwives (per 1,000 people) | SH.MED.NUMW.P3 | 1997: 2.4457; 2004: 1.7638; 2007: 1.5636; 2008: 1.6866; 2010: 1.696; 2012: 1.8545; 2016: 1.3853 | 1.3853 | 2016
World | WLD | Nurses and midwives (per 1,000 people) | SH.MED.NUMW.P3 | 2000: 2.4334; 2015: 3.4234 | 3.4234 | 2015
Samoa | WSM | Nurses and midwives (per 1,000 people) | SH.MED.NUMW.P3 | 1999: 2.0081; 2003: 1.7445; 2008: 1.8965; 2010: 1.536; 2012: 1.7865; 2014: 1.8565 | 1.8565 | 2014
Kosovo | XKX | Nurses and midwives (per 1,000 people) | SH.MED.NUMW.P3 | [60 empty] | No reported value | No reported value
Yemen, Rep. | YEM | Nurses and midwives (per 1,000 people) | SH.MED.NUMW.P3 | 1997: 0.4039; 2004: 0.6867; 2010: 0.7028; 2014: 0.73 | 0.73 | 2014
South Africa | ZAF | Nurses and midwives (per 1,000 people) | SH.MED.NUMW.P3 | 1998: 3.9147; 1999: 3.8371; 2000: 3.7536; 2001: 3.7154; 2002: 3.676; 2003: 3.7298; 2004: 3.8232; 2005: 3.9178; 2006: 3.989; 2007: 4.0882; 2008: 4.2213; 2009: 4.3518; 2010: 4.4797; 2011: 4.5576; 2012: 4.6933; 2013: 4.8486; 2014: 4.9585; 2015: 5.0391; 2016: 5.1318; 2017: 3.5171 | 3.5171 | 2017
Zambia | ZMB | Nurses and midwives (per 1,000 people) | SH.MED.NUMW.P3 | 2005: 0.6944; 2006: 0.6758; 2008: 0.6949; 2009: 0.7058; 2010: 0.7171; 2016: 0.8925 | 0.8925 | 2016
Zimbabwe | ZWE | Nurses and midwives (per 1,000 people) | SH.MED.NUMW.P3 | 1990: 1.4896; 1995: 1.5389; 2009: 1.2069; 2010: 1.2089; 2011: 1.1832; 2012: 1.0561; 2013: 1.2436; 2014: 1.1546 | 1.1546 | 2014

## Hospital Beds by Country
Data Source | World Development Indicators
Last Updated Date | 2020-03-18
Country Name | Country Code | Indicator Name | Indicator Code | 1960 | 1961 | 1962 | 1963 | 1964 | 1965 | 1966 | 1967 | 1968 | 1969 | 1970 | 1971 | 1972 | 1973 | 1974 | 1975 | 1976 | 1977 | 1978 | 1979 | 1980 | 1981 | 1982 | 1983 | 1984 | 1985 | 1986 | 1987 | 1988 | 1989 | 1990 | 1991 | 1992 | 1993 | 1994 | 1995 | 1996 | 1997 | 1998 | 1999 | 2000 | 2001 | 2002 | 2003 | 2004 | 2005 | 2006 | 2007 | 2008 | 2009 | 2010 | 2011 | 2012 | 2013 | 2014 | 2015 | 2016 | 2017 | 2018 | 2019 | Most recent | Use value | Country income group | % of beds that are ICU | Proxies to use if unknown for # of beds
Aruba | ABW | Hospital beds (per 1,000 people) | SH.MED.BEDS.ZS | [60 empty] | No reported value | 4.82 | High income | 3.57 | High income | 4.82 | Imperial college reported HIC average
Afghanistan | AFG | Hospital beds (per 1,000 people) | SH.MED.BEDS.ZS | 1960: 0.17063; 1970: 0.199; 1981: 0.2756; 1987: 0.3091; 1990: 0.2498; 2000: 0.3; 2001: 0.4; 2002: 0.4; 2003: 0.4; 2004: 0.4; 2005: 0.4; 2006: 0.4; 2007: 0.4; 2008: 0.4; 2009: 0.4; 2010: 0.4; 2011: 0.4; 2012: 0.5; 2013: 0.5; 2014: 0.5; 2015: 0.5 | 0.5 | 0.5 | Upper middle income | 3.32 | Upper middle income | 3.41 | Imperial college reported UMIC average
Angola | AGO | Hospital beds (per 1,000 people) | SH.MED.BEDS.ZS | 1960: 2.0615; 1970: 2.721; 1990: 1.2913; 2005: 0.8 | 0.8 | 0.8 | High income | 3.57 | Lower middle income | 2.08 | Imperial college reported LMIC average
Albania | ALB | Hospital beds (per 1,000 people) | SH.MED.BEDS.ZS | 1960: 5.1027; 1980: 4.2717; 1981: 4.1871; 1982: 4.1607; 1983: 4.0862; 1984: 4.139; 1985: 4.1388; 1986: 4.0697; 1987: 3.97; 1988: 3.9355; 1989: 4.1321; 1990: 4.0249; 1991: 3.9987; 1992: 4.0134; 1993: 3.8314; 1994: 3.0171; 1995: 3.19; 1996: 3.14; 1997: 3.05; 1998: 3.05; 1999: 3.03; 2000: 3.3; 2001: 3.3; 2002: 3.1; 2003: 3.1; 2004: 3; 2005: 3.1; 2006: 3.1; 2007: 3.1; 2009: 2.8; 2010: 3; 2011: 2.6; 2012: 2.9; 2013: 2.9 | 2.9 | 2.9 | Upper middle income | 3.32 | Low income | 1.24 | Imperial college reported LIC average
Andorra | AND | Hospital beds (per 1,000 people) | SH.MED.BEDS.ZS | 1996: 3.18; 1997: 3; 1998: 3.09; 1999: 3.2; 2000: 3.2; 2001: 2.59; 2003: 3.3; 2005: 2.7; 2006: 2.6; 2007: 2.6; 2009: 2.5 | 2.5 | 2.5 | Lower middle income | 2.38 | OUT | 2.6 | Average for world
Arab World | ARB | Hospital beds (per 1,000 people) | SH.MED.BEDS.ZS | 1960: 1.9273; 1970: 1.9179; 1975: 1.5838; 1981: 1.7076; 1990: 1.7956; 2000: 1.5979; 2001: 1.6395; 2002: 1.5748; 2003: 1.5741; 2004: 1.6123; 2005: 1.6303; 2006: 1.6525; 2007: 1.6171; 2008: 1.6361; 2009: 1.5289; 2010: 1.5295; 2011: 1.1602; 2012: 1.1584; 2013: 1.1519; 2014: 1.6245 | 1.6245 | 1.6245 | OUT | 2.725
United Arab Emirates | ARE | Hospital beds (per 1,000 people) | SH.MED.BEDS.ZS | 1980: 2.8495; 1981: 2.8751; 1990: 2.64; 1992: 3.0605; 1996: 2.64; 2000: 2.4; 2001: 2.3; 2002: 2.2; 2003: 2.2; 2004: 2.2; 2005: 2.2; 2006: 1.9; 2007: 1.9; 2008: 1.9; 2009: 1.9; 2010: 1.9; 2011: 1.1; 2012: 1.1; 2013: 1.2 | 1.2 | 1.2 | High income | 3.57 | Proxies to use for % of beds that are ICU
Argentina | ARG | Hospital beds (per 1,000 people) | SH.MED.BEDS.ZS | 1960: 6.3523; 1970: 5.5858; 1990: 4.5943; 1993: 4.6; 1996: 3.29; 2000: 4.1; 2005: 4; 2010: 4.5; 2011: 4.5; 2012: 4.7; 2013: 4.9; 2014: 5 | 5 | 5 | Upper middle income | 3.32 | High income | 3.57% | Imperial College reported % ICU beds
Armenia | ARM | Hospital beds (per 1,000 people) | SH.MED.BEDS.ZS | 1980: 8.3954; 1981: 8.5784; 1982: 8.6828; 1983: 8.5481; 1984: 8.6601; 1985: 8.6992; 1986: 9.0242; 1987: 8.9966; 1988: 9.1904; 1989: 9.0358; 1990: 9.0948; 1991: 8.5293; 1992: 8.3677; 1993: 8.2147; 1994: 7.766; 1995: 7.64; 1996: 7.13; 1997: 6.75; 1998: 6.66; 1999: 6.2; 2000: 6.4; 2001: 5; 2002: 4.3; 2003: 4.4; 2004: 4.4; 2005: 4.5; 2006: 4.4; 2007: 4.1; 2008: 3.8; 2009: 3.7; 2010: 3.7; 2011: 3.7; 2012: 4; 2013: 4.1; 2015: 4.2 | 4.2 | 4.2 | High income | 3.57 | Upper middle income | 3.32% | Imperial College reported % ICU beds
American Samoa | ASM | Hospital beds (per 1,000 people) | SH.MED.BEDS.ZS | [60 empty] | No reported value | 4.82 | High income | 3.57 | Lower middle income | 2.38% | Imperial College reported % ICU beds
Antigua and Barbuda | ATG | Hospital beds (per 1,000 people) | SH.MED.BEDS.ZS | 1960: 7.7064; 1970: 6.53; 1990: 6.6; 1993: 6.1048; 1996: 3.88; 2001: 2.6; 2002: 2.3; 2003: 2.5; 2004: 2.4; 2005: 2.4; 2006: 2.4; 2007: 2; 2008: 1.7; 2009: 2.2; 2010: 2.2; 2011: 2.1; 2013: 3.9; 2014: 3.8 | 3.8 | 3.8 | Upper middle income | 3.32 | Low income | 1.63% | Imperial College reported % ICU beds
Australia | AUS | Hospital beds (per 1,000 people) | SH.MED.BEDS.ZS | 11.2 | 11.3 | 11.4 | 11.7 | 11.8 | 11.9 | 11.8 | 11.8 | 11.8 | 11.7 | 11.7 | 11.6 | 11.8 | 11.8 | 12 | 11.9 | 11.9 | 12.1 | 12.1 | 12.2 | 12.3 | 12.2 | 12.1 | 11.9 | 11.7 | 10.9 |  | 10.5 |  | 9.8 |  | 9.2 | 8.9 | 8.9 | 8.7 | 8.7 | 8.5 | 8.3 | 8.2 | 7.9 | 7.8 | 7.6 | 4 |  | 3.9 | 4 | 3.97 |  |  | 3.8 | 3.9 | 3.8 |  |  | 3.8 | [5 empty] | 3.8 | 3.8 | High income | 3.57 | OUT | 2.725% | Average
Austria | AUT | Hospital beds (per 1,000 people) | SH.MED.BEDS.ZS | 1960: 10.8; 1970: 10.8; 1980: 11.2; 1985: 10.9; 1986: 10.8; 1987: 10.7; 1988: 10.6; 1989: 10.4; 1990: 10.2; 1991: 9.9; 1992: 9.7; 1993: 9.4; 1994: 9.5; 1995: 9.4; 1996: 9.3; 1997: 9.2; 1998: 9; 1999: 8.9; 2000: 7.9; 2001: 7.8; 2002: 7.8; 2003: 7.7; 2004: 7.7; 2005: 7.7; 2006: 7.7; 2007: 7.8; 2008: 7.7; 2009: 7.7; 2010: 7.7; 2011: 7.7; 2012: 7.7; 2013: 7.6 | 7.6 | 7.6 | Upper middle income | 3.32
Azerbaijan | AZE | Hospital beds (per 1,000 people) | SH.MED.BEDS.ZS | 1980: 9.7452; 1985: 9.8968; 1986: 9.8411; 1987: 9.8821; 1988: 9.9663; 1989: 10.2044; 1990: 10.0992; 1991: 10.0209; 1992: 10.5428; 1993: 10.4875; 1994: 10.0706; 1995: 10.02; 1996: 9.81; 1997: 9.61; 1998: 9.06; 1999: 8.9; 2000: 8.7; 2001: 8.5; 2002: 8.4; 2003: 8.3; 2004: 8.2; 2005: 8.2; 2006: 7.9; 2007: 7.9; 2008: 7.7; 2009: 7.5; 2010: 5.1; 2011: 4.6; 2012: 4.6; 2013: 4.7 | 4.7 | 4.7 | High income | 3.57
Burundi | BDI | Hospital beds (per 1,000 people) | SH.MED.BEDS.ZS | 1960: 1.1224; 1970: 1.2806; 1975: 1.1232; 1986: 0.6792; 1991: 0.6631; 2006: 0.7; 2011: 1.9; 2014: 0.8 | 0.8 | 0.8 | Lower middle income | 2.38
Belgium | BEL | Hospital beds (per 1,000 people) | SH.MED.BEDS.ZS | 1970: 8.3; 1980: 9.4; 1985: 9.1; 1990: 8; 1991: 7.9; 1992: 7.7; 1993: 7.7; 1994: 7.6; 1997: 7.2; 1998: 7.2; 1999: 7.1; 2000: 7.8; 2001: 7.7; 2002: 7.6; 2003: 7.5; 2004: 7.5; 2005: 7.4; 2006: 6.7; 2007: 6.6; 2008: 6.6; 2009: 6.5; 2010: 6.5; 2011: 6.4; 2012: 6.3; 2013: 6.3; 2014: 6.2 | 6.2 | 6.2 | Upper middle income | 3.32
Benin | BEN | Hospital beds (per 1,000 people) | SH.MED.BEDS.ZS | 1960: 1.2257; 1970: 1.1549; 1980: 1.4649; 1981: 1.1312; 1985: 0.3596; 1990: 0.8339; 1991: 0.5005; 1992: 0.2231; 1993: 0.2391; 1994: 0.2336; 2005: 0.5; 2010: 0.5 | 0.5 | 0.5 | High income | 3.57
Burkina Faso | BFA | Hospital beds (per 1,000 people) | SH.MED.BEDS.ZS | 1960: 0.52376; 1970: 0.5715; 1989: 0.3064; 1990: 0.2993; 1995: 1.3; 1996: 1.42; 2006: 0.9; 2010: 0.4 | 0.4 | 0.4 | Low income | 1.63
Bangladesh | BGD | Hospital beds (per 1,000 people) | SH.MED.BEDS.ZS | 1970: 0.1551; 1980: 0.2158; 1981: 0.2252; 1985: 0.2878; 1990: 0.3042; 1991: 0.3081; 1994: 0.3049; 1999: 0.3; 2001: 0.3; 2002: 0.34; 2005: 0.3; 2011: 0.6; 2014: 0.6; 2015: 0.8 | 0.8 | 0.8 | High income | 3.57
Bulgaria | BGR | Hospital beds (per 1,000 people) | SH.MED.BEDS.ZS | 1960: 6.2137; 1980: 8.8506; 1981: 8.859; 1982: 8.8867; 1983: 8.8768; 1984: 8.963; 1985: 9.114; 1986: 9.4521; 1987: 9.5642; 1988: 9.5602; 1989: 9.7021; 1990: 9.7908; 1991: 9.7682; 1992: 10.2064; 1993: 10.4942; 1994: 10.1961; 1995: 10.37; 1996: 10.47; 1997: 10.28; 1998: 8.41; 1999: 7.49; 2000: 7.4; 2001: 7.2; 2002: 6.5; 2003: 6.3; 2004: 6.1; 2005: 6.4; 2006: 6.2; 2007: 6.4; 2008: 6.5; 2009: 6.6; 2010: 6.5; 2011: 6.4; 2012: 6.6; 2013: 6.8 | 6.8 | 6.8 | Low income | 1.63
Bahrain | BHR | Hospital beds (per 1,000 people) | SH.MED.BEDS.ZS | 1960: 4.7114; 1970: 4.3429; 1980: 3.3144; 1989: 3.3395; 1997: 2.9; 2000: 2.8; 2001: 2.8; 2002: 2.9; 2003: 2.8; 2004: 2.8; 2005: 2.8; 2006: 2.7; 2007: 2.7; 2008: 2; 2009: 1.8; 2010: 1.8; 2011: 1.7; 2012: 2.1; 2013: 2.1; 2014: 2 | 2 | 2 | Lower middle income | 2.38
Bahamas, The | BHS | Hospital beds (per 1,000 people) | SH.MED.BEDS.ZS | 1960: 5.7257; 1970: 5.0936; 1980: 4.4048; 1990: 4; 1993: 3.8839; 1995: 3.6; 1996: 3.94; 2000: 3.5; 2001: 3.4; 2002: 3.4; 2003: 3.4; 2004: 3.4; 2006: 3.2; 2007: 3.2; 2008: 3.1; 2009: 3.2; 2010: 3.1; 2011: 2.9; 2012: 2.9; 2013: 2.9 | 2.9 | 2.9 | High income | 3.57
Bosnia and Herzegovina | BIH | Hospital beds (per 1,000 people) | SH.MED.BEDS.ZS | 1980: 4.8311; 1981: 4.9228; 1982: 4.9179; 1983: 4.9047; 1984: 4.8137; 1985: 4.7181; 1986: 4.742; 1987: 4.5935; 1988: 4.5782; 1989: 4.4983; 1990: 4.4591; 1991: 4.378; 1998: 3.82; 1999: 3.8; 2000: 3.4; 2001: 3.2; 2002: 3.2; 2003: 3.2; 2004: 3.1; 2005: 3; 2006: 3.3; 2007: 3.4; 2008: 3.4; 2009: 3.3; 2010: 3.4; 2011: 3.5; 2012: 3.5; 2013: 3.5 | 3.5 | 3.5 | Upper middle income | 3.32
Belarus | BLR | Hospital beds (per 1,000 people) | SH.MED.BEDS.ZS | 1980: 12.5461; 1985: 13.0713; 1986: 13.2605; 1987: 13.4563; 1988: 13.3729; 1989: 13.5795; 1990: 13.2264; 1991: 13.2047; 1992: 12.6907; 1993: 12.4762; 1994: 12.4639; 1995: 12.38; 1996: 12.27; 1997: 12.36; 1998: 12.42; 1999: 12.64; 2000: 12.6; 2001: 12.6; 2002: 11.9; 2003: 11.3; 2004: 10.7; 2005: 11.1; 2006: 11.2; 2007: 11.2; 2008: 11.1; 2009: 11.1; 2010: 11.5; 2011: 11.3; 2012: 11.3; 2013: 11 | 11 | 11 | High income | 3.57
Belize | BLZ | Hospital beds (per 1,000 people) | SH.MED.BEDS.ZS | 1960: 4.6678; 1970: 5.4014; 1986: 3.3168; 1990: 2.7; 1993: 2.8; 1995: 2.5; 1996: 2.13; 2000: 1.9; 2003: 1.3; 2004: 1.3; 2005: 1.2; 2006: 1.3; 2007: 1.2; 2008: 1.2; 2009: 1.1; 2010: 1.2; 2011: 1.1; 2012: 1.1; 2013: 0.9; 2014: 1.3 | 1.3 | 1.3 | Low income | 1.63
Bermuda | BMU | Hospital beds (per 1,000 people) | SH.MED.BEDS.ZS | 1996: 6.3 | 6.3 | 6.3 | Lower middle income | 2.38
Bolivia | BOL | Hospital beds (per 1,000 people) | SH.MED.BEDS.ZS | 1960: 1.8454; 1970: 2.3217; 1975: 2.0588; 1990: 1.3178; 1991: 1.411; 1993: 1.4; 1996: 1.67; 2003: 1; 2004: 1; 2006: 1.1; 2007: 1.1; 2008: 1.1; 2009: 1.1; 2011: 1.1; 2012: 1.1; 2013: 1.1; 2014: 1.1 | 1.1 | 1.1 | Upper middle income | 3.32
Brazil | BRA | Hospital beds (per 1,000 people) | SH.MED.BEDS.ZS | 1960: 3.2018; 1970: 3.6918; 1975: 4.9951; 1987: 3.5603; 1990: 3.3453; 1993: 3.5; 1996: 3.11; 2002: 2.6; 2005: 2.4; 2009: 2.4; 2010: 2.4; 2011: 2.3; 2012: 2.3; 2013: 2.3; 2014: 2.2 | 2.2 | 2.2 | High income | 3.57
Barbados | BRB | Hospital beds (per 1,000 people) | SH.MED.BEDS.ZS | 1960: 5.9298; 1970: 10.2216; 1980: 8.5347; 1990: 8.4; 1993: 1.2676; 1995: 7.4; 1996: 7.56; 2003: 7.3; 2004: 7.3; 2005: 6.7; 2006: 6.6; 2008: 7.6; 2009: 6.8; 2010: 6.6; 2012: 6.2; 2013: 6.2; 2014: 5.8 | 5.8 | 5.8 | Upper middle income | 3.32
Brunei Darussalam | BRN | Hospital beds (per 1,000 people) | SH.MED.BEDS.ZS | 1960: 4.9024; 1970: 3.5077; 1981: 2.9359; 1982: 2.994; 2000: 2.6; 2002: 2.7; 2004: 2.6; 2005: 3; 2006: 2.79; 2008: 2.7; 2009: 2.6; 2011: 2.79; 2012: 2.7; 2015: 2.7 | 2.7 | 2.7 | Upper middle income | 3.32
Bhutan | BTN | Hospital beds (per 1,000 people) | SH.MED.BEDS.ZS | 1986: 1.7059; 1990: 0.8467; 1994: 1.6148; 1999: 1.6; 2001: 1.6; 2002: 1.6; 2006: 1.7; 2011: 1.8; 2012: 1.7 | 1.7 | 1.7 | Lower middle income | 2.38
Botswana | BWA | Hospital beds (per 1,000 people) | SH.MED.BEDS.ZS | 1960: 2.1229; 1980: 2.3631; 1990: 1.5752; 2003: 2.2; 2007: 2.4; 2008: 1.8; 2010: 1.8 | 1.8 | 1.8 | Upper middle income | 3.32
Central African Republic | CAF | Hospital beds (per 1,000 people) | SH.MED.BEDS.ZS | 1960: 1.2314; 1970: 1.8756; 1980: 1.5586; 1990: 0.8732; 2006: 1.2; 2011: 1 | 1 | 1 | Low income | 1.63
Canada | CAN | Hospital beds (per 1,000 people) | SH.MED.BEDS.ZS | 6.2 | [9 empty] | 7 | [5 empty] | 6.9 | 6.9 | 6.9 | 6.8 | 6.8 | 6.9 | 6.8 | 6.8 | 6.8 | 6.8 | 6.7 | 6.6 | 6.5 | 6.3 | 6 | 5.8 | 5.5 | 5.4 |  | 5 | 4.6 | 4.4 | 4.2 | 3.9 | 3.4 | 3.7 | 3.7 | 3.6 |  | 3.4 | 3.4 |  | 3.4 | 3.2 | 2.7 | 2.7 | 2.7 | [7 empty] | 2.7 | 2.7 | High income | 3.57
Central Europe and the Baltics | CEB | Hospital beds (per 1,000 people) | SH.MED.BEDS.ZS | 1980: 8.0305; 1985: 8.2007; 1990: 8.1198; 1991: 8.0388; 1992: 7.6723; 1993: 7.6429; 1994: 7.6307; 1995: 7.2387; 1996: 7.2682; 1997: 7.0231; 1998: 6.7973; 1999: 6.6165; 2000: 6.6976; 2002: 6.7513; 2003: 6.8829; 2004: 6.824; 2005: 6.7752; 2006: 6.72; 2007: 6.5775; 2008: 6.6378; 2009: 6.6335; 2010: 6.4871; 2011: 6.4208; 2012: 6.423; 2013: 6.4214 | 6.4214 | 6.4214 | OUT | 2.725
Switzerland | CHE | Hospital beds (per 1,000 people) | SH.MED.BEDS.ZS | 1991: 19.9; 2000: 6.3; 2001: 6; 2002: 5.9; 2003: 5.8; 2004: 5.7; 2005: 5.5; 2006: 5.4; 2007: 5.4; 2008: 5.3; 2009: 5.1; 2010: 5; 2011: 4.9; 2012: 4.8; 2013: 4.7 | 4.7 | 4.7 | Low income | 1.63
Channel Islands | CHI | Hospital beds (per 1,000 people) | SH.MED.BEDS.ZS | 1960: 11.1538; 1970: 11.225; 1980: 10.6512; 1981: 10.5951 | 10.5951 | 10.5951 | High income | 3.57
Chile | CHL | Hospital beds (per 1,000 people) | SH.MED.BEDS.ZS | 1960: 3.6743; 1970: 3.7764; 1980: 3.4064; 1989: 3.1767; 1990: 3.1586; 1993: 3.1; 1996: 2.67; 2002: 2.6; 2004: 2.4; 2005: 2.3; 2006: 2.3; 2009: 2.1; 2010: 2; 2011: 2.1; 2012: 2.2; 2013: 2.2 | 2.2 | 2.2 | Upper middle income | 3.32
China | CHN | Hospital beds (per 1,000 people) | SH.MED.BEDS.ZS | [5 empty] | 1.44 | 1.52 | 1.5 | 1.45 | 1.45 | 1.54 | 1.58 | 1.71 | 1.77 | 1.85 | 1.92 | 2 | 2.07 | 2.14 | 2.2 | 2.23 | 2.25 | 2.26 | 2.29 | 2.33 | 2.37 | 2.4 | 2.48 | 2.54 | 2.56 | 2.58 | 2.6 | 2.62 | 2.63 | 2.63 | 2.61 | 2.55 | 2.55 | 2.53 | 2.52 | 2.52 | 2.52 | 2.45 | 2.2 | 3 | 2.45 | 2.23 |  |  | 4.2 | 3.56 | 3.8 | 4.2 | [7 empty] | 4.2 | 4.2 | Upper middle income | 3.32
Cote d'Ivoire | CIV | Hospital beds (per 1,000 people) | SH.MED.BEDS.ZS | 1960: 1.3488; 1970: 1.1561; 1989: 0.8285; 1990: 0.8116; 2006: 0.4 | 0.4 | 0.4 | High income | 3.57
Cameroon | CMR | Hospital beds (per 1,000 people) | SH.MED.BEDS.ZS | 1960: 2.0023; 1970: 1.7515; 1975: 2.4659; 1989: 2.5983; 1990: 2.5533; 2006: 1.5; 2010: 1.3 | 1.3 | 1.3 | High income | 3.57
Congo, Dem. Rep. | COD | Hospital beds (per 1,000 people) | SH.MED.BEDS.ZS | 1960: 5.674; 1970: 3.3234; 1975: 3.2253; 1987: 1.5931; 1990: 1.4268; 2005: 1.1; 2006: 0.8 | 0.8 | 0.8 | Lower middle income | 2.38
Congo, Rep. | COG | Hospital beds (per 1,000 people) | SH.MED.BEDS.ZS | 1960: 3.7571; 1970: 4.3872; 1990: 3.35; 2005: 1.6 | 1.6 | 1.6 | Upper middle income | 3.32
Colombia | COL | Hospital beds (per 1,000 people) | SH.MED.BEDS.ZS | 1960: 2.5755; 1970: 2.0973; 1980: 1.5641; 1989: 1.2511; 1990: 1.3667; 1993: 1.3; 1996: 1.46; 2003: 1.1; 2004: 1.2; 2006: 1; 2007: 1; 2011: 1.4; 2012: 1.5; 2013: 1.5; 2014: 1.5 | 1.5 | 1.5 | Lower middle income | 2.38
Comoros | COM | Hospital beds (per 1,000 people) | SH.MED.BEDS.ZS | 1989: 3.1249; 1990: 2.7616; 2006: 2.2; 2010: 2.2 | 2.2 | 2.2 | Low income | 1.63
Cabo Verde | CPV | Hospital beds (per 1,000 people) | SH.MED.BEDS.ZS | 1970: 1.4082; 1980: 2.1869; 1988: 1.5977; 1992: 1.5831; 2005: 2.1; 2008: 2.1; 2010: 2.1 | 2.1 | 2.1 | Lower middle income | 2.38
Costa Rica | CRI | Hospital beds (per 1,000 people) | SH.MED.BEDS.ZS | 1960: 4.7908; 1970: 3.9396; 1980: 3.3144; 1990: 2.5; 1994: 1.7939; 1995: 1.78; 1996: 1.75; 1997: 1.71; 1998: 1.68; 2003: 1.4; 2004: 1.4; 2006: 1.3; 2007: 1.3; 2008: 1.2; 2010: 1.2; 2011: 1.2; 2012: 1.2; 2013: 1.1; 2014: 1.1; 2015: 1.2 | 1.2 | 1.2 | Lower middle income | 2.38
Caribbean small states | CSS | Hospital beds (per 1,000 people) | SH.MED.BEDS.ZS | 1960: 5.0542; 1970: 4.996; 1975: 4.9904; 1990: 3.6201; 1993: 2.8211; 1995: 3.0915; 1996: 3.4794; 2001: 2.493; 2003: 2.5315; 2005: 2.4426; 2006: 2.5566; 2007: 2.1823; 2009: 2.3005; 2010: 2.3248; 2012: 2.3547; 2013: 2.2672 | 2.2672 | 2.2672 | OUT | 2.725
Cuba | CUB | Hospital beds (per 1,000 people) | SH.MED.BEDS.ZS | 1960: 4.3665; 1970: 4.6324; 1990: 5.4212; 1993: 6; 1996: 5.13; 2003: 4.9; 2005: 4.9; 2006: 4.9; 2007: 4.9; 2008: 6; 2009: 5.9; 2010: 5.9; 2011: 5.1; 2012: 5.3; 2013: 5.1; 2014: 5.2 | 5.2 | 5.2 | High income | 3.57
Curacao | CUW | Hospital beds (per 1,000 people) | SH.MED.BEDS.ZS | [60 empty] | No reported value | 4.82 | High income | 3.57
Cayman Islands | CYM | Hospital beds (per 1,000 people) | SH.MED.BEDS.ZS | 1990: 3 | 3 | 3 | Low income | 1.63
Cyprus | CYP | Hospital beds (per 1,000 people) | SH.MED.BEDS.ZS | 1960: 4.5236; 1970: 5.3821; 1980: 5.653; 1981: 5.7201; 1989: 5.0864; 2000: 4.5; 2001: 4.4; 2002: 4.4; 2003: 4.3; 2004: 4.2; 2005: 3.8; 2006: 3.7; 2007: 3.8; 2008: 3.8; 2009: 3.7; 2010: 3.5; 2011: 3.5; 2012: 3.5; 2013: 3.4 | 3.4 | 3.4 | High income | 3.57
Czech Republic | CZE | Hospital beds (per 1,000 people) | SH.MED.BEDS.ZS | 1980: 11.3; 1985: 11.4; 1990: 11.3; 1991: 11.1; 1992: 10.7; 1993: 10.4; 1994: 10.2; 2000: 7.8; 2001: 7.8; 2002: 7.8; 2003: 7.7; 2004: 7.6; 2005: 7.6; 2006: 7.4; 2007: 7.3; 2008: 7.2; 2009: 7.1; 2010: 7; 2011: 6.8; 2012: 6.7; 2013: 6.5; 2015: 6.5 | 6.5 | 6.5 | High income | 3.57
Germany | DEU | Hospital beds (per 1,000 people) | SH.MED.BEDS.ZS | 1960: 10.5; 1970: 11.3; 1980: 11.5; 1985: 11; 1990: 10.4; 1991: 10.1; 1992: 9.9; 1993: 9.7; 1994: 9.7; 1995: 9.7; 1996: 9.6; 1997: 9.4; 1998: 9.3; 1999: 9.2; 2000: 9.1; 2001: 9; 2002: 8.9; 2003: 8.7; 2004: 8.6; 2005: 8.5; 2006: 8.3; 2007: 8.2; 2008: 8.2; 2009: 8.2; 2010: 8.2; 2011: 8.2; 2012: 8.2; 2013: 8.3 | 8.3 | 8.3 | Lower middle income | 2.38
Djibouti | DJI | Hospital beds (per 1,000 people) | SH.MED.BEDS.ZS | 1960: 7.8313; 1970: 6.0774; 1981: 3.6105; 1990: 2.5397; 2000: 1.8; 2001: 1.8; 2002: 1.8; 2003: 1.6; 2004: 1.6; 2005: 1.6; 2006: 1.6; 2010: 1.4; 2011: 1.4; 2012: 1.4; 2013: 1.4; 2014: 1.4 | 1.4 | 1.4 | Upper middle income | 3.32
Dominica | DMA | Hospital beds (per 1,000 people) | SH.MED.BEDS.ZS | 1960: 4.5439; 1970: 4.4444; 1990: 3; 1993: 2.5939; 1995: 3.6; 1996: 2.65; 2000: 3.8; 2001: 3.5; 2002: 3.9; 2003: 3.9; 2004: 3.9; 2005: 3.9; 2007: 4; 2008: 3.8; 2009: 3.8; 2010: 3.8; 2011: 3.8; 2012: 3.8 | 3.8 | 3.8 | Upper middle income | 3.32
Denmark | DNK | Hospital beds (per 1,000 people) | SH.MED.BEDS.ZS | [10 empty] | 8.1 |  | 8.4 | 8.3 | 8.5 | 8.5 | 8.6 | 8.4 | 8.5 | 8.2 | 8.1 | 7.8 | 7.7 | 7.4 | 7.1 | 7 | 6.9 | 6.2 | 6 | 5.8 | 5.6 | 5.4 | 5.1 | 5 | 5 | 4.9 | 4.7 | 4.6 | 4.5 | 4.3 | 4.3 | 4.2 | 4.3 | 4.1 | 4 | 3.9 | 3.8 | 3.7 | 3.6 | 3.5 | 3.5 | 3.1 |  | 3.1 |  | 2.5 |  |  |  |  | 2.5 | 2.5 | Lower middle income | 2.38
Dominican Republic | DOM | Hospital beds (per 1,000 people) | SH.MED.BEDS.ZS | 1960: 2.3287; 1970: 2.6394; 1975: 2.5015; 1990: 1.8813; 1993: 2; 1996: 1.5; 2003: 2.1; 2005: 2; 2007: 1; 2008: 1; 2009: 1; 2010: 1.6; 2011: 1.7; 2013: 1.6; 2014: 1.6 | 1.6 | 1.6 | Upper middle income | 3.32
Algeria | DZA | Hospital beds (per 1,000 people) | SH.MED.BEDS.ZS | 1960: 3.1874; 1970: 2.8425; 1986: 2.4884; 1988: 2.629; 1989: 2.5644; 1990: 2.4993; 1994: 2.1032; 1998: 2.1; 2004: 1.7; 2015: 1.9 | 1.9 | 1.9 | Upper middle income | 3.32
East Asia & Pacific (excluding high income) | EAP | Hospital beds (per 1,000 people) | SH.MED.BEDS.ZS | [5 empty] | 1.44 | 1.52 | 1.5 | 1.45 | 1.45 | 1.4419 | 1.58 | 1.71 | 1.77 | 1.85 | 1.7811 | 1.9873 | 2.07 | 2.14 | 2.2 | 2.2237 | 2.2944 | 2.2342 | 2.2625 | 2.31 | 2.122 | 2.3659 | 2.48 | 2.5366 | 2.3565 | 2.2788 | 2.2723 | 2.2777 | 2.292 | 2.3496 | 2.5721 | 2.5408 | 2.4981 | 2.2557 | 2.5049 | 2.4435 | 2.4032 | 2.1758 | 2.2002 | 2.9656 | 2.4265 | 2.1058 |  |  | 3.8759 | 2.997 | 3.5554 | 3.6474 | [7 empty] | 3.6474 | 3.6474 | OUT | 2.725
Early-demographic dividend | EAR | Hospital beds (per 1,000 people) | SH.MED.BEDS.ZS | 1960: 0.92014; 1970: 0.96743; 1975: 0.88783; 1980: 1.039; 1985: 1.1072; 1991: 1.0902; 2002: 0.92328; 2003: 1.1868; 2005: 1.2199; 2011: 1.2252 | 1.2252 | 1.2252 | OUT | 2.725
East Asia & Pacific | EAS | Hospital beds (per 1,000 people) | SH.MED.BEDS.ZS | 1970: 2.5604; 1975: 1.9171; 1976: 2.1282; 1980: 3.3246; 1981: 2.4383; 1982: 2.383; 1983: 2.4118; 1984: 2.4562; 1985: 3.2865; 1986: 2.3968; 1989: 2.4877; 1990: 2.3412; 1991: 2.4209; 1992: 2.4289; 1993: 3.4351; 1994: 3.527; 1995: 3.8012; 1996: 3.8036; 1997: 3.7071; 1998: 3.3932; 1999: 3.7007; 2000: 3.6116; 2001: 3.3708; 2002: 3.0848; 2003: 3.4137; 2004: 4.025; 2005: 3.3582; 2006: 3.171; 2009: 4.7782; 2010: 3.0073; 2011: 3.5499; 2012: 4.4436 | 4.4436 | 4.4436 | OUT | 2.725
Europe & Central Asia (excluding high income) | ECA | Hospital beds (per 1,000 people) | SH.MED.BEDS.ZS | 1985: 10.6479; 1986: 10.6996; 1987: 10.7317; 1988: 10.7642; 1989: 10.7851; 1990: 10.7721; 1991: 10.528; 1992: 10.2838; 1993: 10.1031; 1994: 9.7999; 1995: 9.5781; 1996: 9.1616; 1997: 8.627; 1998: 8.3038; 1999: 8.075; 2000: 7.9434; 2001: 7.8453; 2002: 7.7677; 2003: 7.594; 2004: 7.292; 2005: 7.2059; 2006: 7.1653; 2007: 6.9726; 2008: 6.9101; 2009: 6.8892; 2010: 6.7141; 2011: 6.5269; 2012: 6.4621; 2013: 6.3537 | 6.3537 | 6.3537 | OUT | 2.725
Europe & Central Asia | ECS | Hospital beds (per 1,000 people) | SH.MED.BEDS.ZS | 1980: 9.1577; 1985: 9.5904; 1986: 9.6761; 1987: 9.6579; 1988: 9.6259; 1989: 9.5698; 1990: 9.1683; 1991: 9.0314; 1992: 8.701; 1993: 8.5243; 1994: 8.3278; 1995: 8.1334; 1996: 7.9083; 1997: 7.5474; 1998: 7.3031; 1999: 7.0957; 2000: 6.9694; 2001: 6.9585; 2002: 6.8179; 2003: 6.7238; 2004: 6.5278; 2005: 6.4424; 2006: 6.3576; 2007: 6.2152; 2008: 6.1361; 2009: 6.0872; 2010: 5.9797; 2011: 5.8554; 2012: 5.8047; 2013: 5.9249 | 5.9249 | 5.9249 | OUT | 2.725
Ecuador | ECU | Hospital beds (per 1,000 people) | SH.MED.BEDS.ZS | 1960: 1.8707; 1970: 2.3491; 1975: 2.5463; 1980: 1.9072; 1990: 1.6441; 1993: 1.6; 1996: 1.55; 2002: 1.5; 2003: 1.7; 2007: 1.5; 2008: 1.5; 2009: 1.5; 2010: 1.6; 2011: 1.6; 2012: 1.5; 2013: 1.5 | 1.5 | 1.5 | Lower middle income | 2.38
Egypt, Arab Rep. | EGY | Hospital beds (per 1,000 people) | SH.MED.BEDS.ZS | 1960: 2.147; 1970: 2.1805; 1975: 2.0366; 1980: 2.0263; 1981: 2.0722; 1986: 2.0857; 1988: 2.1247; 1989: 2.0199; 1990: 2.0709; 1991: 2.0242; 1992: 2.0004; 1993: 1.9293; 1996: 2.1; 1997: 2.1; 2000: 2.1; 2001: 2.1; 2002: 2.1; 2003: 2.2; 2004: 2.2; 2005: 2.2; 2006: 2.2; 2007: 2.1; 2008: 2.1; 2009: 1.7; 2010: 1.7; 2011: 0.5; 2012: 0.5; 2013: 0.5; 2014: 1.6 | 1.6 | 1.6 | Lower middle income | 2.38
Euro area | EMU | Hospital beds (per 1,000 people) | SH.MED.BEDS.ZS | 1970: 9.6522; 1980: 9.9421; 1985: 9.0752; 1990: 8.2412; 1991: 8.0306; 1992: 7.9077; 1993: 7.7492; 1994: 7.6486; 1995: 7.5171; 1996: 7.5023; 1997: 7.2349; 1998: 7.0735; 1999: 6.8795; 2000: 6.7212; 2001: 6.6187; 2002: 6.4973; 2003: 6.3406; 2004: 6.2101; 2005: 6.145; 2006: 6.0039; 2007: 5.9403; 2008: 5.8257; 2009: 5.737; 2010: 5.7135; 2011: 5.6436; 2012: 5.5763; 2013: 6.1675 | 6.1675 | 6.1675 | OUT | 2.725
Eritrea | ERI | Hospital beds (per 1,000 people) | SH.MED.BEDS.ZS | 2006: 1.2; 2011: 0.7 | 0.7 | 0.7 | High income | 3.57
Spain | ESP | Hospital beds (per 1,000 people) | SH.MED.BEDS.ZS | [10 empty] | 4.7 | [8 empty] | 5.5 | 5.4 | 5.4 | 5.4 | 5.2 | 5 | 4.9 | 4.8 | 4.8 | 4.7 | 4.7 | 4.6 | 4.6 | 4.5 | 4.4 | 4.4 | 4.3 | 4.3 | 4.2 | 4.2 | 4.1 | 3.7 | 3.6 | 3.5 | 3.5 | 3.4 | 3.4 | 3.3 | 3.3 | 3.2 | 3.2 | 3.2 | 3.1 | 3 | 3 | [6 empty] | 3 | 3 | Upper middle income | 3.32
Estonia | EST | Hospital beds (per 1,000 people) | SH.MED.BEDS.ZS | 1980: 12.1851; 1985: 12.2744; 1986: 12.2652; 1987: 12.1365; 1988: 12.0267; 1989: 11.9308; 1990: 11.6106; 1991: 11.2892; 1992: 9.6817; 1993: 9.6223; 1994: 8.5613; 1995: 8.35; 1996: 7.9; 1997: 7.71; 1998: 7.58; 1999: 7.53; 2000: 7; 2001: 6.6; 2002: 6; 2003: 5.7; 2004: 5.7; 2005: 5.4; 2006: 5.6; 2007: 5.5; 2008: 5.7; 2009: 5.4; 2010: 5.2; 2011: 5.3; 2012: 5.5; 2013: 5; 2015: 5 | 5 | 5 | Lower middle income | 2.38
Ethiopia | ETH | Hospital beds (per 1,000 people) | SH.MED.BEDS.ZS | 1960: 0.29423; 1970: 0.2852; 1975: 0.2857; 1980: 0.2955; 1990: 0.2415; 2004: 0.2; 2006: 0.2; 2008: 0.2; 2011: 6.3; 2015: 0.3 | 0.3 | 0.3 | High income | 3.57
European Union | EUU | Hospital beds (per 1,000 people) | SH.MED.BEDS.ZS | 1970: 9.2815; 1980: 9.3315; 1985: 8.6899; 1990: 7.9149; 1991: 7.7123; 1992: 7.4589; 1993: 7.3018; 1994: 7.2138; 1995: 6.9916; 1996: 6.9528; 1997: 6.7596; 1998: 6.5576; 1999: 6.365; 2000: 6.2842; 2001: 6.2943; 2002: 6.1415; 2003: 6.0702; 2004: 5.9614; 2005: 5.8831; 2006: 5.7647; 2007: 5.6635; 2008: 5.5987; 2009: 5.5298; 2010: 5.4359; 2011: 5.3557; 2012: 5.3221; 2013: 5.6015 | 5.6015 | 5.6015 | OUT | 2.725
Fragile and conflict affected situations | FCS | Hospital beds (per 1,000 people) | SH.MED.BEDS.ZS | 1960: 1.7378; 1970: 1.6668; 1990: 1.1304; 2006: 0.977 | 0.977 | 0.977 | OUT | 2.725
Finland | FIN | Hospital beds (per 1,000 people) | SH.MED.BEDS.ZS | 1970: 15.1; 1980: 15.6; 1985: 14; 1990: 12.5; 1991: 11.2; 1992: 11; 1993: 10; 1994: 10; 1995: 9.3; 1996: 9.2; 1997: 7.9; 1998: 7.8; 1999: 7.6; 2000: 7.5; 2001: 7.5; 2002: 7.4; 2003: 7.2; 2004: 7.1; 2005: 7.1; 2006: 7; 2007: 6.7; 2008: 6.5; 2009: 6.3; 2010: 5.9; 2011: 5.5; 2012: 5.3; 2013: 4.9; 2015: 4.4 | 4.4 | 4.4 | High income | 3.57
Fiji | FJI | Hospital beds (per 1,000 people) | SH.MED.BEDS.ZS | 1960: 4.0406; 1970: 2.9096; 1975: 3.3333; 1980: 2.8139; 1981: 2.7461; 1999: 2.6; 2004: 2.1; 2005: 2.09; 2008: 2.1; 2009: 2.1; 2011: 2.3 | 2.3 | 2.3 | High income | 3.57
France | FRA | Hospital beds (per 1,000 people) | SH.MED.BEDS.ZS | [14 empty] | 10.5 | 10.6 | 10.6 | 10.8 | 10.9 | 11.1 | 11.1 | 11.1 | 11 | 10.8 | 10.7 | 10.5 | 10.3 | 10.2 | 10.1 | 9.9 | 9.7 | 9.6 | 9.4 | 9.3 | 9.1 | 8.9 | 8.8 | 8.6 | 8.4 | 8.3 | 8.2 | 8.1 | 8 | 7.8 | 7.6 | 7.5 | 7.3 | 7.3 | 7.1 | 6.9 | 6.6 | 6.6 | 6.5 | 6.5 | [6 empty] | 6.5 | 6.5 | High income | 3.57
Faroe Islands | FRO | Hospital beds (per 1,000 people) | SH.MED.BEDS.ZS | [60 empty] | No reported value | 3.41 | Upper middle income | 3.32
Micronesia, Fed. Sts. | FSM | Hospital beds (per 1,000 people) | SH.MED.BEDS.ZS | 1989: 3.4673; 2000: 2.8; 2005: 3.3; 2006: 3.31; 2009: 3.2 | 3.2 | 3.2 | Lower middle income | 2.38
Gabon | GAB | Hospital beds (per 1,000 people) | SH.MED.BEDS.ZS | 1960: 5.714; 1970: 9.9107; 1985: 1.552; 1990: 3.1938; 2006: 2; 2008: 1.3; 2010: 6.3 | 6.3 | 6.3 | Low income | 1.63
United Kingdom | GBR | Hospital beds (per 1,000 people) | SH.MED.BEDS.ZS | 1960: 10.7; 1970: 9.6; 1980: 8.1; 1985: 7.4; 1990: 5.9; 1991: 5.6; 1992: 5.4; 1993: 5.1; 1994: 4.8; 1995: 4.8; 1996: 4.6; 1997: 4.6; 1998: 4.4; 1999: 4.2; 2000: 4.1; 2001: 4; 2002: 4; 2003: 4; 2004: 3.9; 2005: 3.7; 2006: 3.6; 2007: 3.4; 2008: 3.4; 2009: 3.3; 2010: 3; 2011: 2.9; 2012: 2.8; 2013: 2.8 | 2.8 | 2.8 | High income | 3.57
Georgia | GEO | Hospital beds (per 1,000 people) | SH.MED.BEDS.ZS | 1980: 10.1708; 1985: 9.9734; 1986: 10.015; 1987: 10.1074; 1988: 9.9935; 1989: 9.9957; 1990: 9.7975; 1991: 9.7981; 1992: 10.0087; 1993: 9.3911; 1994: 9.6758; 1995: 7.66; 1996: 5.67; 1997: 5.86; 1998: 5.71; 1999: 5.69; 2000: 4.8; 2001: 4.5; 2002: 4.2; 2003: 4.2; 2004: 4.1; 2005: 3.9; 2006: 3.7; 2007: 3.3; 2008: 3.2; 2009: 3.1; 2010: 3; 2011: 2.8; 2012: 2.5; 2013: 2.6 | 2.6 | 2.6 | High income | 3.57
Ghana | GHA | Hospital beds (per 1,000 people) | SH.MED.BEDS.ZS | 1960: 0.77989; 1970: 1.3228; 1975: 1.2508; 1985: 1.567; 1990: 1.46; 2005: 0.9; 2009: 0.9; 2011: 0.9 | 0.9 | 0.9 | High income | 3.57
Gibraltar | GIB | Hospital beds (per 1,000 people) | SH.MED.BEDS.ZS | [60 empty] | No reported value | 4.82 | High income | 3.57
Guinea | GIN | Hospital beds (per 1,000 people) | SH.MED.BEDS.ZS | 1960: 0.73916; 1970: 1.7585; 1988: 0.5841; 1990: 0.5507; 2005: 0.3; 2011: 0.3 | 0.3 | 0.3 | Low income | 1.63
Gambia, The | GMB | Hospital beds (per 1,000 people) | SH.MED.BEDS.ZS | 1960: 1.1818; 1985: 1.6578; 1990: 0.6109; 2005: 0.8; 2009: 1.1; 2011: 1.1 | 1.1 | 1.1 | Upper middle income | 3.32
Guinea-Bissau | GNB | Hospital beds (per 1,000 people) | SH.MED.BEDS.ZS | 1960: 1.6212; 1970: 1.5746; 1980: 1.886; 1981: 1.9717; 1990: 1.4779; 2007: 0.7; 2009: 1 | 1 | 1 | Upper middle income | 3.32
Equatorial Guinea | GNQ | Hospital beds (per 1,000 people) | SH.MED.BEDS.ZS | 1960: 4.996; 1988: 2.803; 2001: 1.1; 2005: 2.2; 2009: 1.9; 2010: 2.1 | 2.1 | 2.1 | Low income | 1.63
Greece | GRC | Hospital beds (per 1,000 people) | SH.MED.BEDS.ZS | 1960: 5.8; 1970: 6.2; 1980: 6.2; 1985: 5.5; 1986: 5.3; 1987: 5.2; 1988: 5.2; 1989: 5.1; 1990: 5.1; 1991: 5; 1992: 5; 1993: 5; 1994: 4.9; 1995: 4.9; 1996: 4.9; 1997: 4.9; 1998: 4.8; 1999: 4.7; 2000: 4.7; 2001: 4.8; 2002: 4.7; 2003: 4.7; 2004: 4.7; 2005: 4.7; 2006: 4.8; 2007: 4.8; 2008: 4.8; 2009: 4.8; 2010: 4.8; 2011: 4.5; 2012: 4.4; 2015: 4.3 | 4.3 | 4.3 | High income | 3.57
Grenada | GRD | Hospital beds (per 1,000 people) | SH.MED.BEDS.ZS | 1960: 6.2222; 1970: 7.2537; 1980: 5.7714; 1990: 8; 1993: 8.1778; 1995: 5.5; 1996: 5.27; 2000: 6.2; 2002: 6.9; 2003: 5.7; 2005: 4.1; 2007: 2.6; 2008: 2.6; 2009: 2.4; 2011: 3.5; 2012: 3.5; 2013: 3.7; 2014: 3.7 | 3.7 | 3.7 | High income | 3.57
Greenland | GRL | Hospital beds (per 1,000 people) | SH.MED.BEDS.ZS | 1970: 14.3534 | 14.3534 | 14.3534 | Upper middle income | 3.32
Guatemala | GTM | Hospital beds (per 1,000 people) | SH.MED.BEDS.ZS | 1960: 2.6311; 1970: 2.1711; 1975: 2.0027; 1986: 1.7212; 1989: 0.8778; 1990: 1.1; 1993: 1.1; 1996: 0.98; 2002: 0.5; 2005: 0.7; 2007: 0.7; 2008: 0.6; 2009: 0.6; 2010: 0.6; 2011: 0.6; 2012: 0.6; 2014: 0.6 | 0.6 | 0.6 | Low income | 1.63
Guam | GUM | Hospital beds (per 1,000 people) | SH.MED.BEDS.ZS | [60 empty] | No reported value | 3.41 | Upper middle income | 3.32
Guyana | GUY | Hospital beds (per 1,000 people) | SH.MED.BEDS.ZS | 1960: 5.5747; 1970: 4.763; 1975: 4.9728; 1985: 3.492; 1993: 3.1; 1995: 3.1; 1996: 3.87; 2001: 2.9; 2005: 2.8; 2006: 2.5; 2007: 1.9; 2009: 2; 2014: 1.6 | 1.6 | 1.6 | Low income | 1.63
High income | HIC | Hospital beds (per 1,000 people) | SH.MED.BEDS.ZS | 1960: 8.9394; 1970: 9.097; 1980: 8.3983; 1985: 8.1736; 1990: 6.284; 1991: 6.4721; 1992: 6.1598; 1993: 7.2071; 1994: 7.2564; 1995: 7.0707; 1996: 6.8397; 1997: 6.7099; 1998: 6.6758; 1999: 6.5444; 2000: 6.3071; 2001: 6.0817; 2002: 6.0622; 2003: 6.0946; 2005: 5.7546; 2006: 5.7722; 2007: 4.5097; 2008: 5.8955; 2009: 5.6505; 2010: 4.1559; 2011: 4.0499; 2012: 5.4374; 2013: 4.1106 | 4.1106 | 4.1106 | OUT | 2.725
Hong Kong SAR, China | HKG | Hospital beds (per 1,000 people) | SH.MED.BEDS.ZS | 1960: 2.6403; 1970: 4.1783; 1975: 5.0413; 1980: 4.021; 1981: 4.1098; 1985: 4.8909 | 4.8909 | 4.8909 | High income | 3.57
Honduras | HND | Hospital beds (per 1,000 people) | SH.MED.BEDS.ZS | 1960: 1.6463; 1970: 1.7531; 1975: 1.7037; 1980: 1.3241; 1985: 1.3095; 1990: 1.0067; 1993: 0.8; 1996: 1.06; 2002: 1; 2008: 0.7; 2009: 0.8; 2010: 0.8; 2011: 0.7; 2012: 0.7; 2013: 0.7; 2014: 0.7 | 0.7 | 0.7 | High income | 3.57
Heavily indebted poor countries (HIPC) | HPC | Hospital beds (per 1,000 people) | SH.MED.BEDS.ZS | 1960: 1.5165; 1970: 1.4215; 1975: 1.523; 1990: 0.99774; 2006: 0.74351 | 0.74351 | 0.74351 | OUT | 2.725
Croatia | HRV | Hospital beds (per 1,000 people) | SH.MED.BEDS.ZS | [20 empty] | 7.2348 | 7.3081 | 7.4235 | 7.4652 | 7.4466 | 7.4543 | 7.4026 | 7.4225 | 7.4417 | 7.393 | 7.3778 | 6.5201 | 6.2101 | 6.0712 | 5.9095 | 5.75 | 6.19 | 6.01 | 6.06 | 5.93 | 6.2 | 6 | 5.7 | 5.6 | 5.5 | 5.5 | 5.5 | 5.5 | 5.5 | 5.4 | 5.6 | 5.7 | 5.9 | 5.9 | 5.89 | 5.6 |  |  |  |  | 5.6 | 5.6 | Upper middle income | 3.32
Haiti | HTI | Hospital beds (per 1,000 people) | SH.MED.BEDS.ZS | 1960: 0.60883; 1970: 0.7843; 1975: 0.776; 1980: 0.7405; 1985: 0.7231; 1990: 0.7556; 1993: 0.7991; 1996: 0.71; 2000: 0.7; 2007: 1.3; 2013: 0.7 | 0.7 | 0.7 | Lower middle income | 2.38
Hungary | HUN | Hospital beds (per 1,000 people) | SH.MED.BEDS.ZS | 1994: 9.3; 1995: 8.8; 1996: 8.8; 1997: 8; 1998: 8.1; 1999: 8.1; 2000: 8.2; 2001: 7.9; 2002: 7.9; 2003: 7.9; 2004: 7.9; 2005: 7.9; 2006: 8; 2007: 7.2; 2008: 7.1; 2009: 7.1; 2010: 7.2; 2011: 7.2; 2012: 7; 2013: 7 | 7 | 7 | High income | 3.57
IBRD only | IBD | Hospital beds (per 1,000 people) | SH.MED.BEDS.ZS | 1970: 1.5368; 1975: 1.6164; 1980: 2.261; 1981: 2.2066; 1985: 2.8559; 1987: 3.0502; 1990: 3.4764; 1991: 2.7824; 2002: 2.2274; 2003: 2.2973; 2005: 2.4321; 2010: 3.2008; 2011: 2.603 | 2.603 | 2.603 | OUT | 2.725
IDA & IBRD total | IBT | Hospital beds (per 1,000 people) | SH.MED.BEDS.ZS | 1970: 1.4383; 1975: 1.5456; 1980: 2.1082; 1985: 2.8234; 1990: 3.0091; 1991: 2.6891; 2002: 2.0754; 2003: 2.2211; 2005: 2.2104; 2011: 2.4609 | 2.4609 | 2.4609 | OUT | 2.725
IDA total | IDA | Hospital beds (per 1,000 people) | SH.MED.BEDS.ZS | 1960: 1.1164; 1970: 1.007; 1980: 1.2929; 1990: 1.4494 | 1.4494 | 1.4494 | OUT | 2.725
IDA blend | IDB | Hospital beds (per 1,000 people) | SH.MED.BEDS.ZS | 1960: 0.85927; 1970: 1.0157; 1975: 0.89334; 1980: 1.9466; 1990: 2.2659; 2000: 1.3645; 2004: 1.1227 | 1.1227 | 1.1227 | OUT | 2.725
Indonesia | IDN | Hospital beds (per 1,000 people) | SH.MED.BEDS.ZS | 1960: 0.74046; 1970: 0.6546; 1975: 0.8183; 1985: 0.5568; 1989: 0.7026; 1990: 0.6652; 1991: 0.6686; 1992: 0.665; 1993: 0.6576; 1994: 0.6601; 1998: 0.6; 2002: 0.6; 2010: 0.6; 2012: 0.9; 2015: 1.2 | 1.2 | 1.2 | Upper middle income | 3.32
IDA only | IDX | Hospital beds (per 1,000 people) | SH.MED.BEDS.ZS | 1960: 1.2586; 1970: 1.0029; 1990: 0.97497 | 0.97497 | 0.97497 | OUT | 2.725
Isle of Man | IMN | Hospital beds (per 1,000 people) | SH.MED.BEDS.ZS | 1960: 1.845; 1970: 1.9132; 1980: 1.7562; 1981: 1.7541; 1990: 1.7522; 2005: 1.7694; 2006: 1.5847; 2009: 1.5843 | 1.5843 | 1.5843 | High income | 3.57
India | IND | Hospital beds (per 1,000 people) | SH.MED.BEDS.ZS | 1960: 0.45899; 1970: 0.6045; 1975: 0.5882; 1980: 0.7697; 1981: 0.7694; 1985: 0.7692; 1987: 0.7182; 1991: 0.787; 2002: 0.69; 2003: 0.9; 2005: 0.9; 2011: 0.7 | 0.7 | 0.7 | Lower middle income | 2.38
Not classified | INX | Hospital beds (per 1,000 people) | SH.MED.BEDS.ZS | [60 empty] | No reported value | 2.6 | OUT | 2.725
Ireland | IRL | Hospital beds (per 1,000 people) | SH.MED.BEDS.ZS | 1980: 9; 1981: 9; 1982: 8.8; 1983: 8.6; 1984: 8.4; 1985: 8.2; 1986: 7.9; 1987: 7.2; 1988: 6.4; 1989: 6.2; 1990: 6.1; 1991: 6; 1992: 5.7; 1993: 5.5; 1994: 5.3; 1995: 5.2; 1996: 5.1; 1997: 4.9; 1998: 4.8; 1999: 4.7; 2000: 6.2; 2001: 5.9; 2002: 5.8; 2003: 5.7; 2004: 5.7; 2005: 5.5; 2006: 5.3; 2007: 5.2; 2008: 4.9; 2009: 3.2; 2010: 3; 2011: 2.9; 2012: 2.8; 2013: 2.8 | 2.8 | 2.8 | High income | 3.57
Iran, Islamic Rep. | IRN | Hospital beds (per 1,000 people) | SH.MED.BEDS.ZS | 1960: 0.92568; 1970: 1.3796; 1980: 1.4806; 1981: 1.5156; 1987: 1.5105; 1988: 1.4837; 1990: 1.4331; 1996: 1.6; 2000: 1.6; 2001: 1.6; 2002: 1.6; 2003: 1.6; 2004: 1.6; 2005: 1.7; 2006: 1.7; 2007: 1.7; 2008: 1.4; 2009: 1.4; 2010: 1.7; 2011: 1.7; 2012: 0.1; 2013: 1.5; 2014: 1.5 | 1.5 | 1.5 | Upper middle income | 3.32
Iraq | IRQ | Hospital beds (per 1,000 people) | SH.MED.BEDS.ZS | 1960: 1.858; 1970: 1.951; 1980: 1.9464; 1981: 1.8931; 1989: 1.7139; 1990: 1.6596; 1998: 1.45; 2000: 1.2; 2001: 1.3; 2002: 1.3; 2003: 1.3; 2004: 1.3; 2005: 1.3; 2006: 1.3; 2007: 1.3; 2008: 1.3; 2009: 1.3; 2010: 1.3; 2011: 1.3; 2012: 1.3; 2013: 1.3; 2014: 1.4 | 1.4 | 1.4 | High income | 3.57
Iceland | ISL | Hospital beds (per 1,000 people) | SH.MED.BEDS.ZS | 1960: 9.8; 1970: 12.9; 1980: 14.8; 1985: 15.8; 1990: 16.7; 1991: 16.3; 1992: 15.9; 1993: 14.8; 1994: 14.7; 1995: 14.6; 2002: 7.5; 2006: 5.3391; 2007: 4.2; 2008: 3.9; 2009: 3.7; 2010: 3.6; 2011: 3.3; 2012: 3.3; 2013: 3.2; 2014: 3.2 | 3.2 | 3.2 | Lower middle income | 2.38
Israel | ISR | Hospital beds (per 1,000 people) | SH.MED.BEDS.ZS | 6.7379 | [14 empty] | 8.0793 |  |  |  |  | 6.7974 | 6.7294 | 6.7666 | 6.5435 | 6.4966 | 6.5095 | 6.3802 | 6.2899 | 6.3169 | 6.2837 | 6.2432 | 5.97 | 5.9895 | 6.0779 | 6.1012 | 5.98 | 6.03 | 6.05 | 6.1 | 6.12 | 3.7 | 3.8 | 3.8 | 3.8 | 3.7 | 3.7 | 3.4 | 5.8 | 3.2 | 3.2 | 3.2 | 3.1 | 3.1 | 3.1 | [6 empty] | 3.1 | 3.1 | High income | 3.57
Italy | ITA | Hospital beds (per 1,000 people) | SH.MED.BEDS.ZS | 8.9 | 9 | 9.2 | 9.3 | 9.5 | 9.6 | 9.7 | 9.9 | 10.1 | 10.3 | 10.6 | 10.6 | 10.6 | 10.5 | 10.6 | 10.6 | 10.4 | 10.3 | 10 | 9.8 | 9.6 | 9.4 | 9.1 | 8.9 | 8.5 | 8.3 | 8 | 7.8 | 7.5 | 7.1 | 7.2 | 6.8 | 6.9 | 6.7 | 6.6 | 6.3 | 6.5 | 5.9 | 5.5 | 4.9 | 4.7 | 4.6 | 4.4 | 4.2 | 4 | 4 | 3.9 | 3.8 | 3.7 | 3.6 | 3.6 | 3.5 | 3.4 | [7 empty] | 3.4 | 3.4 | Upper middle income | 3.32
Jamaica | JAM | Hospital beds (per 1,000 people) | SH.MED.BEDS.ZS | 1960: 4.1455; 1970: 4.1049; 1975: 4.9995; 1985: 3.3333; 1989: 2.4001; 1990: 2.2; 1993: 2.1003; 1995: 2.1; 1996: 2.12; 2001: 1.5; 2002: 1.5; 2003: 1.4; 2004: 1.8; 2005: 1.7; 2006: 2; 2007: 1.7; 2009: 1.7; 2010: 1.8; 2012: 1.7; 2013: 1.7 | 1.7 | 1.7 | High income | 3.57
Jordan | JOR | Hospital beds (per 1,000 people) | SH.MED.BEDS.ZS | 1960: 3.6055; 1970: 1.128; 1975: 1.026; 1980: 1.2577; 1981: 1.2063; 1985: 1.2055; 1990: 1.7978; 1994: 1.6302; 1997: 1.8; 2000: 1.7; 2001: 1.7; 2002: 1.7; 2003: 1.7; 2004: 1.7; 2005: 1.7; 2006: 1.9; 2007: 1.9; 2008: 1.8; 2009: 1.8; 2010: 1.8; 2011: 1.8; 2012: 1.8; 2013: 1.8; 2014: 1.9; 2015: 1.4 | 1.4 | 1.4 | Upper middle income | 3.32
Japan | JPN | Hospital beds (per 1,000 people) | SH.MED.BEDS.ZS | 1960: 9; 1970: 12.5; 1980: 13.7; 1985: 14.7; 1993: 15.6; 1994: 15.5; 1995: 15.4; 1996: 15.2; 1997: 15.1; 1998: 15; 1999: 14.8; 2000: 14.7; 2001: 12.9; 2002: 14.4; 2003: 14.3; 2004: 13.9; 2005: 14.1; 2006: 13.98; 2008: 13.8; 2009: 13.7; 2012: 13.4 | 13.4 | 13.4 | Upper middle income | 3.32
Kazakhstan | KAZ | Hospital beds (per 1,000 people) | SH.MED.BEDS.ZS | 1980: 13.0934; 1981: 13.2291; 1982: 13.3115; 1983: 13.3694; 1984: 13.5124; 1985: 13.5857; 1986: 13.5607; 1987: 13.5561; 1988: 13.5442; 1989: 13.63; 1990: 13.6661; 1991: 13.709; 1992: 13.4619; 1993: 13.1665; 1994: 12.1447; 1995: 11.65; 1996: 10.33; 1997: 8.45; 1998: 8.19; 1999: 7.25; 2000: 7.2; 2001: 7; 2002: 7; 2003: 7.7; 2004: 7.8; 2005: 7.8; 2006: 7.8; 2007: 7.7; 2008: 7.7; 2009: 7.6; 2010: 7.3; 2011: 7.1; 2012: 7; 2013: 6.7 | 6.7 | 6.7 | Lower middle income | 2.38
Kenya | KEN | Hospital beds (per 1,000 people) | SH.MED.BEDS.ZS | 1960: 1.2505; 1970: 1.2643; 1975: 1.25; 1985: 1.7071; 1989: 1.4362; 1990: 1.6472; 2002: 1.9; 2004: 1.4; 2006: 1.4; 2010: 1.4 | 1.4 | 1.4 | Lower middle income | 2.38
Kyrgyz Republic | KGZ | Hospital beds (per 1,000 people) | SH.MED.BEDS.ZS | 1980: 12.0114; 1981: 12.1185; 1982: 12.1033; 1983: 11.9365; 1984: 11.9771; 1985: 12.0304; 1986: 12.0309; 1987: 12.0642; 1988: 11.9474; 1989: 11.972; 1990: 11.9773; 1991: 12.058; 1992: 11.932; 1993: 10.7456; 1994: 9.6053; 1995: 8.64; 1996: 8.41; 1997: 8.6; 1998: 8.3; 1999: 7.47; 2000: 7; 2001: 6.2; 2002: 5.5; 2003: 5.3; 2004: 5.1; 2005: 5.1; 2006: 5.1; 2007: 5.1; 2008: 5; 2009: 4.8; 2010: 4.8; 2011: 4.7; 2012: 4.6; 2013: 4.5 | 4.5 | 4.5 | Lower middle income | 2.38
Cambodia | KHM | Hospital beds (per 1,000 people) | SH.MED.BEDS.ZS | 1960: 0.74655; 1970: 1.081; 1988: 2.0987; 1990: 2.0721; 2001: 0.6; 2004: 0.1; 2010: 0.84; 2011: 0.7; 2013: 0.7; 2015: 0.8 | 0.8 | 0.8 | Lower middle income | 2.38
Kiribati | KIR | Hospital beds (per 1,000 people) | SH.MED.BEDS.ZS | 1960: 6.3636; 1970: 12.3313; 1980: 5.0947; 1981: 4.7683; 1990: 4.2718; 1998: 1.8; 2004: 1.5; 2005: 1.51; 2009: 1.5; 2010: 1.4; 2011: 1.3; 2015: 1.9 | 1.9 | 1.9 | Low income | 1.63
St. Kitts and Nevis | KNA | Hospital beds (per 1,000 people) | SH.MED.BEDS.ZS | 1960: 3.8627; 1970: 5.9465; 1980: 8.536; 1990: 9.2; 1995: 6.4; 1996: 6.36; 2001: 4.3; 2002: 5.5; 2003: 5.5; 2004: 6; 2005: 5.7; 2008: 5.5; 2009: 6; 2010: 4.8; 2011: 4.8; 2012: 2.3 | 2.3 | 2.3 | Upper middle income | 3.32
Korea, Rep. | KOR | Hospital beds (per 1,000 people) | SH.MED.BEDS.ZS | 1980: 1.7; 1985: 2.4; 1989: 3; 1990: 3.1; 1991: 3.3; 1992: 3.5; 1993: 3.7; 1994: 4.1; 1995: 4.4; 1996: 4.6; 1997: 4.8; 1998: 5.1; 1999: 5.6; 2000: 6.1; 2001: 6.1; 2002: 6.6; 2003: 7.1; 2004: 8.6; 2006: 8.64; 2008: 12.3; 2009: 10.3; 2012: 10.3; 2015: 11.5 | 11.5 | 11.5 | Upper middle income | 3.32
Kuwait | KWT | Hospital beds (per 1,000 people) | SH.MED.BEDS.ZS | 1960: 6.7986; 1970: 4.8347; 1980: 4.1447; 1989: 2.9854; 1997: 2.76; 2000: 2.4; 2001: 2.3; 2002: 2.2; 2003: 2.2; 2004: 2.1; 2005: 1.9; 2006: 1.9; 2007: 1.9; 2008: 1.8; 2009: 2; 2010: 2; 2011: 1.9; 2012: 2.2; 2013: 2.2; 2014: 2 | 2 | 2 | Lower middle income | 2.38
Latin America & Caribbean (excluding high income) | LAC | Hospital beds (per 1,000 people) | SH.MED.BEDS.ZS | 1960: 3.3644; 1970: 3.4023; 1990: 2.4379; 1993: 2.5268; 1996: 2.2138; 2009: 1.9405; 2010: 2.2444; 2011: 1.9923; 2012: 2.0913; 2013: 2.1293; 2014: 2.1629 | 2.1629 | 2.1629 | OUT | 2.725
Lao PDR | LAO | Hospital beds (per 1,000 people) | SH.MED.BEDS.ZS | 1960: 0.47221; 1970: 0.9274; 1990: 2.5698; 2002: 0.9; 2005: 1.2; 2010: 0.7; 2012: 1.5 | 1.5 | 1.5 | High income | 3.57
Lebanon | LBN | Hospital beds (per 1,000 people) | SH.MED.BEDS.ZS | 1960: 4.5813; 1970: 4.0987; 1990: 1.6506; 1992: 3.0827; 1997: 2.7; 2000: 3.1; 2001: 3; 2002: 3; 2003: 3; 2004: 3; 2005: 3.6; 2006: 3.6; 2007: 3.4; 2008: 3.4; 2009: 3.5; 2010: 3.5; 2011: 3.5; 2012: 3.5; 2013: 2.9; 2014: 2.9 | 2.9 | 2.9 | Lower middle income | 2.38
Liberia | LBR | Hospital beds (per 1,000 people) | SH.MED.BEDS.ZS | 1960: 1.3224; 1970: 1.5769; 1975: 1.647; 2009: 0.7; 2010: 0.8 | 0.8 | 0.8 | Upper middle income | 3.32
Libya | LBY | Hospital beds (per 1,000 people) | SH.MED.BEDS.ZS | 1960: 2.7554; 1970: 3.8137; 1981: 4.8255; 1990: 4.173; 1997: 4.3; 2000: 4.1; 2001: 3.9; 2002: 3.9; 2003: 3.9; 2004: 3.9; 2005: 3.4; 2006: 3.7; 2007: 3.7; 2008: 3.7; 2009: 3.7; 2010: 3.7; 2011: 3.7; 2012: 3.7; 2013: 3.7; 2014: 3.7 | 3.7 | 3.7 | High income | 3.57
St. Lucia | LCA | Hospital beds (per 1,000 people) | SH.MED.BEDS.ZS | 1960: 4.2804; 1970: 5.0493; 1990: 4; 1993: 4.3518; 1995: 3.3; 1996: 3.38; 2000: 2.3; 2002: 3.2; 2003: 2.9; 2005: 3; 2006: 2.9; 2007: 2.8; 2009: 1.5; 2011: 1.6; 2013: 1.3 | 1.3 | 1.3 | High income | 3.57
Latin America & Caribbean | LCN | Hospital beds (per 1,000 people) | SH.MED.BEDS.ZS | 1960: 3.4311; 1970: 3.4648; 1990: 2.4855; 1993: 2.5615; 1996: 2.2658; 2009: 1.9551; 2010: 2.2329; 2011: 2.0035; 2012: 2.103; 2013: 2.1393; 2014: 2.1733 | 2.1733 | 2.1733 | OUT | 2.725
Least developed countries: UN classification | LDC | Hospital beds (per 1,000 people) | SH.MED.BEDS.ZS | 1960: 1.2734; 1970: 0.99666; 1990: 0.7318 | 0.7318 | 0.7318 | OUT | 2.725
Low income | LIC | Hospital beds (per 1,000 people) | SH.MED.BEDS.ZS | 1960: 1.3224; 1970: 1.1863; 1990: 1.0057; 2006: 1.1505 | 1.1505 | 1.1505 | OUT | 2.725
Liechtenstein | LIE | Hospital beds (per 1,000 people) | SH.MED.BEDS.ZS | [60 empty] | No reported value | 4.82 | High income | 3.57
Sri Lanka | LKA | Hospital beds (per 1,000 people) | SH.MED.BEDS.ZS | 1960: 3.1388; 1970: 3.0169; 1975: 3.3333; 1980: 2.944; 1981: 2.9376; 1989: 2.403; 1990: 2.7435; 1999: 2.2; 2000: 2.9; 2001: 3; 2002: 3.1; 2004: 3.1; 2010: 3.5; 2012: 3.6 | 3.6 | 3.6 | High income | 3.57
Lower middle income | LMC | Hospital beds (per 1,000 people) | SH.MED.BEDS.ZS | 1960: 0.7101; 1970: 0.80208; 1975: 0.82884; 1980: 1.6251; 1981: 1.5483; 1985: 1.5213; 1991: 1.4456; 2002: 1.0371; 2005: 1.2586; 2011: 0.98612 | 0.98612 | 0.98612 | OUT | 2.725
Low & middle income | LMY | Hospital beds (per 1,000 people) | SH.MED.BEDS.ZS | 1970: 1.381; 1975: 1.5387; 1980: 2.0473; 1985: 2.7742; 1990: 2.9769; 1991: 2.6475; 2002: 2.0986; 2003: 2.1767; 2005: 2.1745; 2011: 2.432 | 2.432 | 2.432 | OUT | 2.725
Lesotho | LSO | Hospital beds (per 1,000 people) | SH.MED.BEDS.ZS | 1960: 1.1037; 1970: 1.7445; 1975: 1.6284; 2006: 1.3 | 1.3 | 1.3 | Low income | 1.63
Late-demographic dividend | LTE | Hospital beds (per 1,000 people) | SH.MED.BEDS.ZS | 1970: 1.9564; 1975: 2.2361; 1980: 2.8202; 1981: 2.7007; 1985: 4.034; 1986: 4.0771; 1987: 4.0637; 1988: 4.1789; 1989: 4.0148; 1990: 3.8878; 1991: 4.051; 1992: 3.9746; 1993: 3.9313; 1994: 3.916; 1995: 3.8319; 1996: 3.6726; 1997: 3.6007; 1998: 3.6985; 1999: 3.5613; 2000: 3.4977; 2001: 3.4024; 2002: 3.3631; 2003: 3.1802; 2004: 3.6898; 2005: 3.1702; 2006: 3.0735; 2009: 4.3106; 2010: 3.8515; 2011: 3.9375; 2012: 4.2194 | 4.2194 | 4.2194 | OUT | 2.725
Lithuania | LTU | Hospital beds (per 1,000 people) | SH.MED.BEDS.ZS | 1980: 12.0664; 1985: 12.776; 1986: 12.7692; 1987: 12.8029; 1988: 12.8054; 1989: 12.6358; 1990: 12.4872; 1991: 12.4654; 1992: 12.0454; 1993: 11.9106; 1994: 11.2838; 1995: 11.09; 1996: 10.88; 1997: 10.19; 1998: 10.03; 1999: 9.85; 2000: 8.8; 2001: 8.3; 2002: 8.1; 2003: 7.9; 2004: 7.6; 2005: 7.3; 2006: 7.1; 2007: 7.2; 2008: 6.8; 2009: 6.8; 2010: 7.2; 2011: 7.4; 2012: 7.4; 2013: 7.3 | 7.3 | 7.3 | High income | 3.57
Luxembourg | LUX | Hospital beds (per 1,000 people) | SH.MED.BEDS.ZS | 1986: 8.1; 1987: 8; 1988: 7.9; 1989: 7.8; 1990: 7.6; 1991: 7.5; 1992: 7.3; 1993: 7.4; 1994: 7.2; 1995: 7.1; 1996: 7; 1997: 6.9; 1998: 6.8; 1999: 6.3; 2000: 6.2; 2001: 6.1; 2002: 6; 2003: 6; 2004: 6.4; 2005: 5.8; 2006: 5.7; 2007: 5.7; 2008: 5.6; 2009: 5.6; 2010: 5.4; 2011: 5.3; 2012: 5.2; 2013: 5.1; 2014: 4.9; 2015: 4.8 | 4.8 | 4.8 | High income | 3.57
Latvia | LVA | Hospital beds (per 1,000 people) | SH.MED.BEDS.ZS | 1980: 13.891; 1985: 14.3086; 1986: 14.1929; 1987: 14.239; 1988: 14.0949; 1989: 14.0235; 1990: 14.0754; 1991: 13.6219; 1992: 12.9406; 1993: 12.2315; 1994: 12.0552; 1995: 11.19; 1996: 10.44; 1997: 9.8; 1998: 9.41; 1999: 9.03; 2000: 8.8; 2001: 8.3; 2002: 7.9; 2003: 8; 2004: 7.9; 2005: 7.9; 2006: 7.8; 2007: 7.8; 2008: 7.8; 2009: 6.7; 2010: 5.7; 2011: 5.9; 2012: 5.9; 2013: 5.8 | 5.8 | 5.8 | Upper middle income | 3.32
Macao SAR, China | MAC | Hospital beds (per 1,000 people) | SH.MED.BEDS.ZS | 1960: 10.1214; 1970: 5.2953 | 5.2953 | 5.2953 | Low income | 1.63
St. Martin (French part) | MAF | Hospital beds (per 1,000 people) | SH.MED.BEDS.ZS | [60 empty] | No reported value | 3.41 | Upper middle income | 3.32
Morocco | MAR | Hospital beds (per 1,000 people) | SH.MED.BEDS.ZS | 1960: 1.5984; 1970: 1.4742; 1975: 1.4286; 1981: 1.2282; 1985: 1.2669; 1990: 1.29; 1994: 1.1123; 1997: 0.98; 2000: 1.1; 2001: 0.9; 2002: 1.1; 2003: 0.8; 2004: 0.9; 2005: 0.9; 2006: 0.9; 2007: 0.9; 2008: 1.1; 2009: 1.1; 2010: 1.1; 2011: 0.9; 2012: 0.9; 2013: 0.9; 2014: 1.1 | 1.1 | 1.1 | Low income | 1.63
Monaco | MCO | Hospital beds (per 1,000 people) | SH.MED.BEDS.ZS | 1989: 18.1071; 1992: 21.6786; 1995: 19.57; 2011: 16.46; 2012: 13.8 | 13.8 | 13.8 | Lower middle income | 2.38
Moldova | MDA | Hospital beds (per 1,000 people) | SH.MED.BEDS.ZS | 1980: 12.0548; 1981: 12.0821; 1982: 12.0511; 1983: 12.0798; 1984: 12.1435; 1985: 12.2205; 1986: 12.4355; 1987: 12.6676; 1988: 12.7637; 1989: 12.7275; 1990: 13.1478; 1991: 13.1162; 1992: 12.7903; 1993: 12.4827; 1994: 12.2215; 1995: 12.21; 1996: 12.13; 1997: 11.62; 1998: 11.23; 1999: 8.19; 2000: 6; 2001: 5.9; 2002: 5.8; 2003: 6.7; 2004: 6.4; 2005: 6.4; 2006: 6.3; 2007: 6.1; 2008: 6.1; 2009: 6.2; 2010: 6.2; 2011: 6.2; 2012: 6.2; 2013: 5.8 | 5.8 | 5.8 | High income | 3.57
Madagascar | MDG | Hospital beds (per 1,000 people) | SH.MED.BEDS.ZS | 1960: 2.4062; 1970: 2.7908; 1975: 2.4313; 1990: 0.936; 2002: 0.42; 2005: 0.3; 2010: 0.2 | 0.2 | 0.2 | Low income | 1.63
Maldives | MDV | Hospital beds (per 1,000 people) | SH.MED.BEDS.ZS | 1990: 0.7628; 2000: 1.7; 2002: 2.26; 2003: 2.3; 2005: 2.6; 2009: 4.3 | 4.3 | 4.3 | Low income | 1.63
Middle East & North Africa | MEA | Hospital beds (per 1,000 people) | SH.MED.BEDS.ZS | 1960: 1.9331; 1970: 1.8985; 1981: 1.871; 1990: 1.892; 2000: 1.7659; 2001: 1.8183; 2002: 1.7627; 2003: 1.7627; 2004: 1.7773; 2005: 1.7923; 2006: 1.8158; 2007: 1.8278; 2008: 1.7199; 2009: 1.625; 2010: 1.6876; 2011: 1.3567; 2012: 1.0194; 2013: 1.3156; 2014: 1.6285 | 1.6285 | 1.6285 | OUT | 2.725
Mexico | MEX | Hospital beds (per 1,000 people) | SH.MED.BEDS.ZS | 1980: 0.7; 1990: 1; 1991: 1.1; 1992: 1.2; 1993: 1.2; 1994: 1.2; 1995: 1.2; 1996: 1.2; 1997: 1.1; 1998: 1.1; 1999: 1.1; 2000: 1.1; 2001: 1.1; 2002: 1.1; 2003: 1; 2004: 1; 2006: 1.6; 2007: 1.7; 2008: 1.6; 2009: 1.6; 2010: 1.7; 2011: 1.5; 2012: 1.5; 2013: 1.6; 2015: 1.5 | 1.5 | 1.5 | Lower middle income | 2.38
Marshall Islands | MHL | Hospital beds (per 1,000 people) | SH.MED.BEDS.ZS | 1990: 2.2727; 1999: 2.1; 2009: 2.7; 2010: 2.7 | 2.7 | 2.7 | Lower middle income | 2.38
Middle income | MIC | Hospital beds (per 1,000 people) | SH.MED.BEDS.ZS | 1970: 1.3954; 1975: 1.5571; 1980: 2.1009; 1981: 2.0785; 1985: 2.7864; 1987: 3.1341; 1990: 3.1427; 1991: 2.6688; 2002: 2.0707; 2003: 2.1987; 2005: 2.2506; 2011: 2.4007 | 2.4007 | 2.4007 | OUT | 2.725
North Macedonia | MKD | Hospital beds (per 1,000 people) | SH.MED.BEDS.ZS | [10 empty] | 5.4503 | 5.4434 | 5.4943 | 5.4028 | 5.4644 | 5.4444 | 5.3109 | 5.2698 | 5.1738 | 5.2437 | 5.1985 | 5.1816 | 5.3646 | 5.3383 | 5.4029 | 5.5119 | 5.4995 | 5.4336 | 5.4743 | 5.499 | 5.9477 | 5.7873 | 5.6964 | 5.6006 | 5.55 | 5.41 | 5.2 | 5.16 | 5.15 | 5.1 | 5.1 | 4.9 | 4.8 | 4.8 | 4.8 | 4.7 | 4.6 | 4.6 | 4.5 | 4.5 | 4.6 | 4.5 | 4.4 | 4.4 | [6 empty] | 4.4 | 4.4 | High income | 3.57
Mali | MLI | Hospital beds (per 1,000 people) | SH.MED.BEDS.ZS | 1960: 0.66851; 1970: 0.6791; 1975: 0.7143; 1998: 0.24; 2005: 0.3; 2008: 0.6; 2010: 0.1 | 0.1 | 0.1 | High income | 3.57
Malta | MLT | Hospital beds (per 1,000 people) | SH.MED.BEDS.ZS | 1960: 9.2584; 1984: 9.4639; 1987: 9.3353; 1988: 9.2573; 1989: 9.4411; 1993: 5.8432; 1994: 5.6211; 1995: 5.43; 1996: 5.78; 1997: 5.64; 1998: 5.61; 1999: 5.57; 2000: 5.5; 2001: 7.6; 2002: 7.5; 2003: 7.4; 2004: 7.5; 2005: 7.4; 2006: 7.6; 2007: 7.8; 2008: 7.4; 2009: 4.9; 2010: 4.5; 2011: 4.4; 2012: 4.7; 2013: 4.8; 2014: 4.7 | 4.7 | 4.7 | Upper middle income | 3.32
Myanmar | MMR | Hospital beds (per 1,000 people) | SH.MED.BEDS.ZS | 1960: 0.66301; 1970: 0.8581; 1980: 0.8571; 1981: 0.8576; 1990: 0.6358; 2000: 0.7; 2002: 0.63; 2006: 0.6; 2012: 0.9 | 0.9 | 0.9 | Upper middle income | 3.32
Middle East & North Africa (excluding high income) | MNA | Hospital beds (per 1,000 people) | SH.MED.BEDS.ZS | 1960: 1.844; 1970: 1.907; 1980: 1.7473; 1981: 1.752; 1990: 1.75; 2000: 1.6437; 2001: 1.6237; 2002: 1.6469; 2003: 1.6466; 2004: 1.6762; 2005: 1.6735; 2006: 1.7121; 2007: 1.6721; 2008: 1.6217; 2009: 1.5134; 2010: 1.5884; 2011: 1.2333; 2012: 0.82708; 2013: 1.163; 2014: 1.5167 | 1.5167 | 1.5167 | OUT | 2.725
Montenegro | MNE | Hospital beds (per 1,000 people) | SH.MED.BEDS.ZS | 2000: 4.2; 2001: 4.3; 2002: 4.2; 2003: 4.2; 2004: 4.2; 2005: 4.2; 2006: 4.1; 2007: 4; 2008: 3.9; 2009: 3.9; 2010: 4; 2011: 4; 2012: 4 | 4 | 4 | Lower middle income | 2.38
Mongolia | MNG | Hospital beds (per 1,000 people) | SH.MED.BEDS.ZS | 1960: 8.682; 1970: 9.4952; 1980: 11.1972; 1981: 11.0289; 1991: 11.4865; 2002: 7.5; 2004: 6; 2006: 6.4; 2007: 6.11; 2009: 5.9; 2010: 5.8; 2011: 6.75; 2012: 7 | 7 | 7 | Upper middle income | 3.32
Northern Mariana Islands | MNP | Hospital beds (per 1,000 people) | SH.MED.BEDS.ZS | [60 empty] | No reported value | 4.82 | High income | 3.57
Mozambique | MOZ | Hospital beds (per 1,000 people) | SH.MED.BEDS.ZS | 1960: 0.80887; 1970: 1.1752; 1980: 1.0897; 1990: 0.8671; 2006: 0.8; 2007: 0.8; 2011: 0.7 | 0.7 | 0.7 | Lower middle income | 2.38
Mauritania | MRT | Hospital beds (per 1,000 people) | SH.MED.BEDS.ZS | 1960: 0.20484; 1970: 0.344; 1975: 0.3443; 1984: 0.7676; 1990: 0.6654; 2006: 0.4 | 0.4 | 0.4 | Upper middle income | 3.32
Mauritius | MUS | Hospital beds (per 1,000 people) | SH.MED.BEDS.ZS | 1960: 4.7167; 1970: 3.9516; 1975: 3.2997; 1980: 3.1222; 1985: 3.3465; 1991: 2.8866; 1992: 3.1351; 1993: 3.0948; 1994: 3.0746; 2005: 3; 2008: 3.3; 2011: 3.4 | 3.4 | 3.4 | Upper middle income | 3.32
Malawi | MWI | Hospital beds (per 1,000 people) | SH.MED.BEDS.ZS | 1960: 1.1187; 1970: 1.5385; 1989: 0.8419; 1990: 1.5507; 1998: 1.34; 2007: 1.1; 2011: 1.3 | 1.3 | 1.3 | Upper middle income | 3.32
Malaysia | MYS | Hospital beds (per 1,000 people) | SH.MED.BEDS.ZS | 1960: 3.7281; 1970: 3.4697; 1975: 3.3467; 1981: 2.2783; 1985: 2.5576; 1987: 2.4779; 1989: 2.3395; 1990: 2.1306; 1991: 2.0939; 1992: 2.0607; 1993: 2.0295; 1994: 2.0215; 1995: 2.03; 1996: 2.01; 2001: 1.8; 2005: 1.8; 2006: 1.9; 2007: 1.76; 2009: 1.8; 2010: 1.8; 2011: 1.79; 2012: 1.9; 2015: 1.9 | 1.9 | 1.9 | Upper middle income | 3.32
North America | NAC | Hospital beds (per 1,000 people) | SH.MED.BEDS.ZS | 8.9294 |  |  |  |  | 8.8 |  |  |  |  | 7.8152 | 7.5 | 7.4 | 7.2 | 7.1 | 6.8 | 6.6291 | 6.4486 | 6.268 | 6.168 | 6.0779 | 5.9976 | 5.988 | 5.8979 | 5.8077 | 5.6274 | 5.5274 | 5.3378 | 5.2383 | 5.1294 | 5.0098 | 4.8998 | 4.6896 | 4.5895 | 4.3 | 4.1892 | 3.9698 | 3.8593 | 3.7493 | 3.6295 | 3.4902 | 3.5196 | 3.4295 | 3.3295 |  | 3.2197 | 3.1295 | 3.1 | 3.1296 | 3.1099 | 2.9703 | 2.8801 | 2.8801 | 2.9 | [6 empty] | 2.9 | 2.9 | OUT | 2.725
Namibia | NAM | Hospital beds (per 1,000 people) | SH.MED.BEDS.ZS | 2006: 3.3; 2009: 2.7 | 2.7 | 2.7 | Upper middle income | 3.32
New Caledonia | NCL | Hospital beds (per 1,000 people) | SH.MED.BEDS.ZS | [60 empty] | No reported value | 4.82 | High income | 3.57
Niger | NER | Hospital beds (per 1,000 people) | SH.MED.BEDS.ZS | 1960: 0.40949; 1970: 0.4947; 1975: 0.4953; 1987: 0.5439; 1994: 0.1946; 1995: 0.12; 1996: 0.12; 1997: 0.18; 1998: 0.12; 2005: 0.3; 2015: 0.3 | 0.3 | 0.3 | Lower middle income | 2.38
Nigeria | NGA | Hospital beds (per 1,000 people) | SH.MED.BEDS.ZS | 1960: 0.41817; 1970: 0.5598; 1975: 0.5558; 1980: 0.8662; 1988: 6.3703; 1990: 1.6682; 2000: 1.2; 2004: 0.5 | 0.5 | 0.5 | Upper middle income | 3.32
Nicaragua | NIC | Hospital beds (per 1,000 people) | SH.MED.BEDS.ZS | 1960: 2.1582; 1970: 2.2803; 1975: 2.4119; 1985: 2.406; 1989: 1.8269; 1990: 1.8213; 1993: 1.8; 1996: 1.48; 2003: 0.9; 2004: 0.9; 2005: 0.9; 2006: 1; 2007: 0.9; 2008: 0.9; 2010: 0.8; 2011: 1.1; 2012: 0.9; 2013: 0.9; 2014: 0.9 | 0.9 | 0.9 | Low income | 1.63
Netherlands | NLD | Hospital beds (per 1,000 people) | SH.MED.BEDS.ZS | 1990: 5.8; 1991: 5.7; 1992: 5.7; 1993: 5.6; 1994: 5.4; 1995: 5.3; 1996: 5.2; 1997: 5.2; 1998: 5.1; 1999: 5; 2000: 4.8; 2001: 4.7; 2002: 4.6; 2003: 4.5; 2004: 4.5; 2005: 4.5; 2006: 4.8; 2007: 4.7; 2008: 4.3; 2009: 4.7 | 4.7 | 4.7 | High income | 3.57
Norway | NOR | Hospital beds (per 1,000 people) | SH.MED.BEDS.ZS | 1986: 5.9; 1987: 5.7; 1988: 5.3; 1989: 4.8; 1990: 4.6; 1991: 4.4; 1992: 4.3; 1993: 4.2; 1994: 4.1; 1995: 4; 1996: 4; 1997: 4; 1998: 4; 1999: 3.9; 2000: 3.8; 2001: 3.8; 2002: 5; 2003: 5; 2004: 5.2; 2005: 5.2; 2006: 5; 2007: 4.9; 2008: 3.5; 2009: 3.3; 2010: 4.3; 2011: 4.2; 2012: 4; 2013: 3.9 | 3.9 | 3.9 | High income | 3.57
Nepal | NPL | Hospital beds (per 1,000 people) | SH.MED.BEDS.ZS | 1960: 0.11576; 1970: 0.1353; 1975: 0.1377; 1980: 0.1756; 1985: 0.1802; 1987: 0.227; 1988: 0.2398; 1989: 0.2443; 1990: 0.2436; 1991: 0.2372; 1992: 0.2426; 1993: 0.2387; 1994: 0.2323; 1995: 0.17; 1996: 0.16; 1997: 0.17; 1999: 0.2; 2001: 0.2; 2002: 0.15; 2006: 5; 2012: 0.3 | 0.3 | 0.3 | High income | 3.57
Nauru | NRU | Hospital beds (per 1,000 people) | SH.MED.BEDS.ZS | 2004: 3.5; 2007: 3.5; 2010: 5 | 5 | 5 | Low income | 1.63
New Zealand | NZL | Hospital beds (per 1,000 people) | SH.MED.BEDS.ZS | 1960: 11.7; 1970: 10.8; 1980: 10.2; 1985: 9.5; 1990: 8.5; 1991: 7.4; 1992: 7.1; 1993: 6.5; 1994: 6.7; 1995: 6.2; 1996: 6.1; 1997: 6.1; 1998: 6.2; 2002: 6.2; 2011: 2.3; 2013: 2.8 | 2.8 | 2.8 | Lower middle income | 2.38
OECD members | OED | Hospital beds (per 1,000 people) | SH.MED.BEDS.ZS | 1960: 8.7442; 1970: 8.8948; 1980: 7.7351; 1985: 7.9872; 1990: 5.7167; 1991: 5.7925; 1992: 5.5225; 1993: 6.5569; 1994: 6.5466; 1995: 6.3283; 1996: 6.1716; 1997: 6.0888; 1998: 5.9739; 1999: 5.8497; 2000: 5.731; 2001: 5.509; 2002: 5.5396; 2003: 5.5501; 2004: 6.237; 2005: 5.6868; 2006: 5.3441; 2007: 4.1456; 2008: 5.4421; 2009: 5.2413; 2010: 3.8764; 2011: 3.7754; 2012: 5.0529; 2013: 3.8143 | 3.8143 | 3.8143 | OUT | 2.725
Oman | OMN | Hospital beds (per 1,000 people) | SH.MED.BEDS.ZS | 1960: 0.33513; 1980: 1.6203; 1981: 1.6076; 1989: 2.5072; 1990: 2.1088; 1998: 2.2; 2000: 2.2; 2001: 2.1; 2002: 2; 2003: 2; 2004: 2.2; 2005: 2.1; 2006: 2.1; 2007: 2; 2008: 2; 2009: 1.8; 2010: 1.8; 2011: 1.8; 2012: 1.7; 2013: 1.7; 2014: 1.6 | 1.6 | 1.6 | Lower middle income | 2.38
Other small states | OSS | Hospital beds (per 1,000 people) | SH.MED.BEDS.ZS | [60 empty] | No reported value | 2.6 | OUT | 2.725
Pakistan | PAK | Hospital beds (per 1,000 people) | SH.MED.BEDS.ZS | 1960: 0.55726; 1970: 0.5208; 1975: 0.5263; 1980: 0.5731; 1981: 0.5693; 1986: 0.5995; 1989: 0.6043; 1990: 0.64; 1991: 0.6522; 1992: 0.6447; 1993: 0.6515; 2000: 0.7; 2001: 0.7; 2002: 0.7; 2003: 0.7; 2004: 0.7; 2005: 0.7; 2006: 1.3; 2007: 1; 2008: 0.6; 2009: 0.6; 2010: 0.6; 2011: 0.6; 2012: 0.6; 2013: 0.6; 2014: 0.6 | 0.6 | 0.6 | High income | 3.57
Panama | PAN | Hospital beds (per 1,000 people) | SH.MED.BEDS.ZS | 1960: 3.7753; 1970: 2.9741; 1975: 3.3817; 1985: 3.3533; 1990: 2.5; 1993: 2.7; 1996: 2.21; 2002: 2.5; 2004: 2.4; 2005: 2.2; 2006: 2.3; 2007: 2.3; 2008: 2.3; 2009: 2.3; 2010: 2.4; 2011: 2.2; 2012: 2.3; 2013: 2.3 | 2.3 | 2.3 | Lower middle income | 2.38
Peru | PER | Hospital beds (per 1,000 people) | SH.MED.BEDS.ZS | 1960: 2.4114; 1970: 2.1728; 1975: 2.5; 1985: 1.6845; 1990: 1.4132; 1992: 1.5; 1993: 1.3; 1994: 1.3571; 1996: 1.47; 2003: 1.4; 2004: 0.9; 2007: 1.2; 2008: 1.5; 2009: 1.6; 2010: 1.5; 2011: 1.5; 2012: 1.5; 2013: 1.5; 2014: 1.6 | 1.6 | 1.6 | Lower middle income | 2.38
Philippines | PHL | Hospital beds (per 1,000 people) | SH.MED.BEDS.ZS | 1960: 0.83896; 1970: 1.1898; 1975: 1.7095; 1976: 1.7094; 1980: 1.7089; 1982: 1.7135; 1983: 1.7147; 1984: 1.7153; 1985: 1.7557; 1986: 1.7142; 1990: 1.3919; 1991: 1.2745; 1992: 1.3701; 1993: 1.0711; 2001: 1; 2002: 0.5; 2006: 0.5; 2007: 0.5; 2008: 0.5; 2009: 0.5; 2010: 0.5; 2011: 1 | 1 | 1 | High income | 3.57
Palau | PLW | Hospital beds (per 1,000 people) | SH.MED.BEDS.ZS | 1998: 4.4; 2006: 5.9; 2007: 5; 2009: 4.9; 2010: 4.8 | 4.8 | 4.8 | High income | 3.57
Papua New Guinea | PNG | Hospital beds (per 1,000 people) | SH.MED.BEDS.ZS | 1970: 6.6024; 1975: 4.9432; 1980: 5.5444; 1984: 4.9983; 1985: 4.7354; 1989: 3.3299; 1990: 4.0242 | 4.0242 | 4.0242 | Upper middle income | 3.32
Poland | POL | Hospital beds (per 1,000 people) | SH.MED.BEDS.ZS | 1960: 4.6; 1970: 5.2; 1980: 5.6; 1985: 5.7; 1990: 5.7; 1991: 5.7; 1992: 5.6; 1993: 5.6; 1994: 5.6; 1995: 5.5; 1996: 5.5; 1997: 5.4; 1998: 5.3; 1999: 5.1; 2000: 4.9; 2002: 5.6; 2003: 6.7; 2004: 6.7; 2005: 6.5; 2006: 6.5; 2007: 6.4; 2008: 6.6; 2009: 6.7; 2010: 6.5; 2011: 6.5; 2012: 6.5; 2013: 6.5 | 6.5 | 6.5 | High income | 3.57
Pre-demographic dividend | PRE | Hospital beds (per 1,000 people) | SH.MED.BEDS.ZS | 1960: 1.4219; 1970: 1.3686; 1990: 1.3293 | 1.3293 | 1.3293 | OUT | 2.725
Puerto Rico | PRI | Hospital beds (per 1,000 people) | SH.MED.BEDS.ZS | 1996: 3.32 | 3.32 | 3.32 | High income | 3.57
Korea, Dem. People’s Rep. | PRK | Hospital beds (per 1,000 people) | SH.MED.BEDS.ZS | 2002: 13.2; 2010: 14.3; 2012: 13.2 | 13.2 | 13.2 | High income | 3.57
Portugal | PRT | Hospital beds (per 1,000 people) | SH.MED.BEDS.ZS | 1985: 4; 1986: 4; 1987: 4; 1988: 4; 1989: 4.1; 1990: 4.1; 1991: 4.1; 1992: 4; 1993: 3.9; 1994: 3.9; 1995: 3.9; 1996: 4; 1997: 3.9; 1998: 3.9; 1999: 3.8; 2000: 3.7; 2001: 3.6; 2002: 3.6; 2003: 3.6; 2004: 3.6; 2005: 3.6; 2006: 3.5; 2007: 3.4; 2008: 3.4; 2009: 3.3; 2010: 3.4; 2011: 3.4; 2012: 3.4; 2013: 3.4 | 3.4 | 3.4 | High income | 3.57
Paraguay | PRY | Hospital beds (per 1,000 people) | SH.MED.BEDS.ZS | 1960: 2.3893; 1970: 1.6294; 1975: 1.683; 1989: 1.3201; 1990: 0.9322; 1993: 1.3; 1994: 0.6009; 1996: 1.34; 2002: 1.2; 2005: 1.2; 2006: 1.3; 2007: 1.3; 2008: 1.3; 2009: 1.3; 2010: 1.3; 2011: 1.3 | 1.3 | 1.3 | Upper middle income | 3.32
West Bank and Gaza | PSE | Hospital beds (per 1,000 people) | SH.MED.BEDS.ZS | 1996: 1.2 | 1.2 | 1.2 | Low income | 1.63
Pacific island small states | PSS | Hospital beds (per 1,000 people) | SH.MED.BEDS.ZS | 1960: 4.7798; 1970: 4.8903; 1980: 3.6119; 1981: 3.704; 2005: 2.0769 | 2.0769 | 2.0769 | OUT | 2.725
Post-demographic dividend | PST | Hospital beds (per 1,000 people) | SH.MED.BEDS.ZS | 1960: 9.2882; 1970: 9.4426; 1980: 8.9711; 1985: 8.6833; 1990: 7.0243; 1991: 7.0389; 1992: 6.739; 1993: 7.7599; 1994: 7.7404; 1995: 7.4888; 1996: 7.281; 1997: 7.0877; 1998: 6.9219; 1999: 6.7796; 2000: 6.6732; 2001: 6.3781; 2002: 6.4561; 2003: 6.3805; 2005: 6.1203; 2006: 6.1301; 2007: 4.8489; 2008: 6.229; 2009: 6.0727; 2010: 4.6226; 2011: 4.4778; 2012: 5.8895; 2013: 4.6072 | 4.6072 | 4.6072 | OUT | 2.725
French Polynesia | PYF | Hospital beds (per 1,000 people) | SH.MED.BEDS.ZS | [60 empty] | No reported value | 3.41 | Upper middle income | 3.32
Qatar | QAT | Hospital beds (per 1,000 people) | SH.MED.BEDS.ZS | 1970: 5.5315; 1981: 2.9396; 1989: 2.3003; 1997: 1.65; 2000: 2.4; 2001: 2.4; 2002: 2.4; 2003: 2.4; 2004: 2.4; 2005: 2.4; 2006: 2.5; 2007: 2.5; 2008: 1.4; 2009: 1.4; 2010: 1.2; 2011: 1.2; 2012: 1.2; 2013: 1.4; 2014: 1.2 | 1.2 | 1.2 | Upper middle income | 3.32
Romania | ROU | Hospital beds (per 1,000 people) | SH.MED.BEDS.ZS | 1960: 7.2733; 1980: 8.7762; 1981: 8.7751; 1982: 8.8107; 1984: 8.8958; 1985: 8.9404; 1986: 8.9466; 1987: 8.9502; 1988: 8.9422; 1989: 8.9371; 1990: 8.9199; 1991: 8.9221; 1992: 7.8621; 1993: 7.8699; 1994: 7.6945; 1995: 7.64; 1996: 7.56; 1997: 7.38; 1998: 7.31; 1999: 7.31; 2000: 7.7; 2001: 7.7; 2002: 7.7; 2003: 6.7; 2004: 6.7; 2005: 6.8; 2006: 6.7; 2007: 6.5; 2008: 6.6; 2009: 6.6; 2010: 6.3; 2011: 6.1; 2012: 6.2; 2013: 6.3 | 6.3 | 6.3 | Upper middle income | 3.32
Russian Federation | RUS | Hospital beds (per 1,000 people) | SH.MED.BEDS.ZS | 1985: 12.9816; 1986: 13.0463; 1987: 13.1176; 1988: 13.1752; 1989: 13.1862; 1990: 13.0553; 1991: 12.702; 1992: 12.2343; 1993: 12.1959; 1994: 11.9612; 1995: 11.87; 1996: 11.63; 1997: 11.34; 1998: 11.11; 1999: 10.85; 2000: 10.9; 2001: 10.8; 2002: 10.7; 2003: 10.5; 2004: 9.9; 2005: 9.7; 2006: 9.7; 2007: 9.5; 2008: 9.2; 2009: 9; 2010: 8.8; 2011: 8.6; 2012: 8.4; 2013: 8.2 | 8.2 | 8.2 | Low income | 1.63
Rwanda | RWA | Hospital beds (per 1,000 people) | SH.MED.BEDS.ZS | 1970: 1.254; 1975: 1.2426; 1980: 1.528; 1981: 1.4781; 1989: 0.8679; 1990: 1.652; 2004: 1.7; 2006: 1.6; 2007: 1.6 | 1.6 | 1.6 | Upper middle income | 3.32
South Asia | SAS | Hospital beds (per 1,000 people) | SH.MED.BEDS.ZS | 1960: 0.50631; 1970: 0.58514; 1975: 0.62666; 1980: 0.72945; 1981: 0.73185; 1985: 0.70908; 1987: 0.70241; 1991: 0.71941; 2002: 0.67765; 2003: 0.86738; 2005: 0.81326; 2011: 0.67426 | 0.67426 | 0.67426 | OUT | 2.725
Saudi Arabia | SAU | Hospital beds (per 1,000 people) | SH.MED.BEDS.ZS | 1960: 0.77472; 1970: 1.1814; 1981: 1.4582; 1990: 2.4964; 1997: 2.3; 2000: 2.3; 2001: 3.2; 2002: 2.2; 2003: 2.2; 2004: 2.2; 2005: 2.3; 2006: 2.3; 2007: 2.2; 2008: 2.2; 2009: 2.2; 2010: 2.2; 2011: 2.1; 2012: 2.1; 2013: 2.2; 2014: 2.7 | 2.7 | 2.7 | Lower middle income | 2.38
Sudan | SDN | Hospital beds (per 1,000 people) | SH.MED.BEDS.ZS | 1960: 1.0065; 1970: 1.0426; 1975: 0.9932; 1980: 0.8907; 1981: 0.8702; 1990: 1.088; 2000: 0.8; 2001: 0.7; 2002: 0.7; 2003: 0.7; 2004: 0.7; 2005: 0.7; 2006: 0.7; 2007: 0.7; 2008: 0.7; 2009: 0.7; 2010: 0.7; 2011: 0.8; 2012: 0.8; 2013: 0.8 | 0.8 | 0.8 | Upper middle income | 3.32
Senegal | SEN | Hospital beds (per 1,000 people) | SH.MED.BEDS.ZS | 1960: 1.3131; 1970: 1.2985; 1975: 1.2901; 1989: 0.524; 1990: 0.7296; 1994: 0.2475; 1996: 0.45; 1998: 0.4; 2007: 0.1; 2008: 0.3 | 0.3 | 0.3 | Upper middle income | 3.32
Singapore | SGP | Hospital beds (per 1,000 people) | SH.MED.BEDS.ZS | 1960: 4.3925; 1970: 3.6983; 1975: 3.3333; 1980: 3.9565; 1981: 3.908; 1990: 3.6078; 1991: 3.5472; 1992: 3.4514; 1993: 3.6427; 1994: 3.5652; 2001: 2.9; 2003: 2.8; 2005: 3.2; 2006: 3.2; 2007: 3.22; 2008: 3.1; 2011: 2; 2013: 2.1; 2015: 2.4 | 2.4 | 2.4 | High income | 3.57
Solomon Islands | SLB | Hospital beds (per 1,000 people) | SH.MED.BEDS.ZS | 1960: 7.3305; 1970: 7.3416; 1981: 5.6829; 1990: 0.8281; 1992: 2.7481; 2003: 2.2; 2005: 1.4; 2012: 1.4 | 1.4 | 1.4 | Low income | 1.63
Sierra Leone | SLE | Hospital beds (per 1,000 people) | SH.MED.BEDS.ZS | 1960: 0.77287; 1970: 0.9255; 1975: 0.9069; 1980: 1.2145; 2006: 0.4 | 0.4 | 0.4 | High income | 3.57
El Salvador | SLV | Hospital beds (per 1,000 people) | SH.MED.BEDS.ZS | 1960: 2.1835; 1970: 1.9024; 1975: 1.985; 1990: 1.4711; 1993: 1.5; 1996: 1.65; 2005: 0.9; 2006: 0.9; 2007: 0.7; 2008: 0.8; 2009: 1.1; 2010: 1; 2011: 1; 2012: 1.1; 2013: 1.1; 2014: 1.3 | 1.3 | 1.3 | Upper middle income | 3.32
San Marino | SMR | Hospital beds (per 1,000 people) | SH.MED.BEDS.ZS | 1980: 6.672; 1984: 6.82; 1985: 6.768; 1986: 6.7; 1987: 6.659; 1988: 7.657; 1989: 7.445; 1990: 7.16; 2011: 3.85; 2012: 3.8 | 3.8 | 3.8 | Lower middle income | 2.38
Somalia | SOM | Hospital beds (per 1,000 people) | SH.MED.BEDS.ZS | 1960: 1.3553; 1970: 1.3557; 1975: 1.422; 1988: 0.9063; 1990: 0.7535; 1997: 0.4; 2000: 0.4; 2001: 0.4; 2002: 0.4; 2003: 0.4; 2004: 0.4; 2013: 0.9; 2014: 0.9 | 0.9 | 0.9 | Upper middle income | 3.32
Serbia | SRB | Hospital beds (per 1,000 people) | SH.MED.BEDS.ZS | 2005: 5.9; 2006: 5.7; 2007: 5.5; 2008: 5.5; 2009: 5.4; 2010: 5.6; 2011: 5.6; 2012: 5.7 | 5.7 | 5.7 | High income | 3.57
Sub-Saharan Africa (excluding high income) | SSA | Hospital beds (per 1,000 people) | SH.MED.BEDS.ZS | 1960: 1.3981; 1970: 1.3575; 1975: 1.2777; 1990: 1.2126 | 1.2126 | 1.2126 | OUT | 2.725
South Sudan | SSD | Hospital beds (per 1,000 people) | SH.MED.BEDS.ZS | [60 empty] | No reported value | 4.82 | High income | 3.57
Sub-Saharan Africa | SSF | Hospital beds (per 1,000 people) | SH.MED.BEDS.ZS | 1960: 1.3993; 1970: 1.3586; 1975: 1.2787; 1990: 1.2126 | 1.2126 | 1.2126 | OUT | 2.725
Small states | SST | Hospital beds (per 1,000 people) | SH.MED.BEDS.ZS | 1960: 4.5752 | 4.5752 | 4.5752 | OUT | 2.725
Sao Tome and Principe | STP | Hospital beds (per 1,000 people) | SH.MED.BEDS.ZS | 1960: 40.3155; 1970: 26.7123; 1991: 4.7373; 2003: 3.2; 2006: 3.2; 2011: 2.9 | 2.9 | 2.9 | High income | 3.57
Suriname | SUR | Hospital beds (per 1,000 people) | SH.MED.BEDS.ZS | 1960: 6.5103; 1970: 5.6774; 1980: 8.9268; 1990: 5.7; 1995: 3.1; 1996: 3.74; 2000: 3.9; 2001: 3.6; 2004: 3.1; 2006: 3.3; 2007: 3.1; 2009: 2.6; 2010: 3.1 | 3.1 | 3.1 | High income | 3.57
Slovak Republic | SVK | Hospital beds (per 1,000 people) | SH.MED.BEDS.ZS | 1985: 8.9547; 1986: 8.9422; 1987: 8.9505; 1988: 8.8132; 1989: 8.8163; 1990: 7.4482; 1991: 7.5779; 1992: 7.5609; 1993: 7.874; 1994: 7.0993; 1996: 8.3; 1997: 8.1; 1998: 8; 1999: 8; 2000: 7.8; 2001: 7.7; 2002: 7.6; 2003: 7.2; 2004: 6.9; 2005: 6.8; 2006: 6.7; 2007: 6.8; 2008: 6.6; 2009: 6.5; 2010: 6.4; 2011: 6.1; 2012: 5.9; 2013: 5.8; 2015: 5.8 | 5.8 | 5.8 | High income | 3.57
Slovenia | SVN | Hospital beds (per 1,000 people) | SH.MED.BEDS.ZS | 1980: 6.9526; 1982: 6.6795; 1984: 6.501; 1985: 6.3261; 1986: 6.2679; 1987: 6.2153; 1988: 6.138; 1989: 6.0634; 1990: 6.0408; 1991: 6.0113; 1992: 5.937; 1993: 5.8007; 1994: 5.7769; 1995: 5.75; 1996: 5.66; 1997: 5.67; 1998: 5.62; 1999: 5.55; 2000: 5.4; 2001: 5.2; 2002: 5.1; 2003: 5; 2004: 4.8; 2005: 4.8; 2006: 4.8; 2007: 4.7; 2008: 4.7; 2009: 4.6; 2010: 4.6; 2011: 4.6; 2012: 4.5; 2013: 4.6 | 4.6 | 4.6 | Lower middle income | 2.38
Sweden | SWE | Hospital beds (per 1,000 people) | SH.MED.BEDS.ZS | 1960: 14.2; 1970: 15.3; 1980: 15.1; 1985: 14.6; 1990: 12.4; 1991: 11.9; 1992: 7.6; 1993: 7; 1994: 6.5; 1995: 4.9; 1996: 4.4; 1997: 5.2; 1998: 3.8; 1999: 3.7; 2000: 3.6; 2001: 3.3; 2002: 3.1; 2003: 3.1; 2004: 3; 2005: 2.9; 2006: 2.9; 2007: 2.9; 2008: 2.8; 2009: 2.8; 2010: 2.7; 2011: 2.7; 2012: 2.6; 2013: 2.6 | 2.6 | 2.6 | High income | 3.57
Eswatini | SWZ | Hospital beds (per 1,000 people) | SH.MED.BEDS.ZS | 1960: 1.9448; 1970: 3.3747; 2006: 2.1; 2011: 2.1 | 2.1 | 2.1 | Low income | 1.63
Sint Maarten (Dutch part) | SXM | Hospital beds (per 1,000 people) | SH.MED.BEDS.ZS | [60 empty] | No reported value | 4.82 | High income | 3.57
Seychelles | SYC | Hospital beds (per 1,000 people) | SH.MED.BEDS.ZS | 1960: 7.0983; 1970: 6.4925; 1975: 4.9497; 1985: 4.822; 1989: 6.2833; 2006: 5.7; 2009: 3.9; 2011: 3.6 | 3.6 | 3.6 | Low income | 1.63
Syrian Arab Republic | SYR | Hospital beds (per 1,000 people) | SH.MED.BEDS.ZS | 1960: 1.0767; 1970: 0.9934; 1975: 1; 1980: 1.1045; 1981: 1.1458; 1990: 1.0865; 1996: 1.5; 1998: 1.5; 1999: 1.4; 2000: 1.4; 2001: 1.4; 2002: 1.4; 2003: 1.5; 2004: 1.5; 2005: 1.3; 2006: 1.5; 2007: 1.5; 2008: 1.5; 2009: 1.5; 2010: 1.5; 2011: 1.6; 2012: 1.5; 2013: 1.5; 2014: 1.5 | 1.5 | 1.5 | High income | 3.57
Turks and Caicos Islands | TCA | Hospital beds (per 1,000 people) | SH.MED.BEDS.ZS | [60 empty] | No reported value | 3.41 | Upper middle income | 3.32
Chad | TCD | Hospital beds (per 1,000 people) | SH.MED.BEDS.ZS | 1960: 0.69745; 1970: 1.31; 1991: 0.7201; 2005: 0.4 | 0.4 | 0.4 | High income | 3.57
East Asia & Pacific (IDA & IBRD countries) | TEA | Hospital beds (per 1,000 people) | SH.MED.BEDS.ZS | [5 empty] | 1.44 | 1.52 | 1.5 | 1.45 | 1.45 | 1.4419 | 1.58 | 1.71 | 1.77 | 1.85 | 1.7811 | 1.9873 | 2.07 | 2.14 | 2.2 | 2.2237 | 2.2944 | 2.2342 | 2.2625 | 2.31 | 2.122 | 2.3659 | 2.48 | 2.5366 | 2.3565 | 2.2788 | 2.2723 | 2.2777 | 2.292 | 2.3496 | 2.5721 | 2.5408 | 2.4981 | 2.2557 | 2.5049 | 2.4435 | 2.4032 | 2.0313 | 2.2002 | 2.9656 | 2.4265 | 2.1059 |  |  | 3.8759 | 2.8495 | 3.5554 | 3.5142 | [7 empty] | 3.5142 | 3.5142 | OUT | 2.725
Europe & Central Asia (IDA & IBRD countries) | TEC | Hospital beds (per 1,000 people) | SH.MED.BEDS.ZS | 1985: 10.1509; 1986: 10.6572; 1987: 10.6894; 1988: 10.722; 1989: 10.7423; 1990: 10.2712; 1991: 10.0438; 1992: 9.8088; 1993: 9.6454; 1994: 9.3712; 1995: 9.1616; 1996: 8.7933; 1997: 8.3026; 1998: 8.0037; 1999: 7.7788; 2000: 7.6517; 2001: 7.8248; 2002: 7.5518; 2003: 7.4935; 2004: 7.2208; 2005: 7.1268; 2006: 7.0903; 2007: 6.9077; 2008: 6.8687; 2009: 6.858; 2010: 6.6847; 2011: 6.5166; 2012: 6.46; 2013: 6.3619 | 6.3619 | 6.3619 | OUT | 2.725
Togo | TGO | Hospital beds (per 1,000 people) | SH.MED.BEDS.ZS | 1960: 1.2651; 1970: 1.5333; 1975: 1.4399; 1990: 1.5111; 2005: 0.9; 2011: 0.7 | 0.7 | 0.7 | Upper middle income | 3.32
Thailand | THA | Hospital beds (per 1,000 people) | SH.MED.BEDS.ZS | 1960: 0.74003; 1970: 1.1373; 1975: 1.1119; 1980: 1.5351; 1990: 1.6326; 1991: 1.6613; 1992: 1.7067; 1995: 1.99; 1999: 2.2; 2000: 2.2; 2002: 2.2; 2005: 2.1; 2010: 2.1 | 2.1 | 2.1 | Lower middle income | 2.38
Tajikistan | TJK | Hospital beds (per 1,000 people) | SH.MED.BEDS.ZS | 1985: 10.6448; 1986: 10.6449; 1987: 10.6556; 1988: 10.6742; 1989: 10.6298; 1990: 10.6618; 1991: 10.9629; 1992: 11.2423; 1993: 10.6812; 1994: 8.9413; 1995: 8.2; 1996: 7.47; 1997: 7.22; 1998: 6.91; 1999: 6.8; 2000: 6.5; 2001: 6.4; 2002: 6.3; 2003: 6.1; 2004: 6; 2005: 5.9; 2006: 6.1; 2007: 5.4; 2008: 5.3; 2009: 5.2; 2010: 5; 2011: 4.9; 2012: 4.8; 2013: 4.8 | 4.8 | 4.8 | Low income | 1.63
Turkmenistan | TKM | Hospital beds (per 1,000 people) | SH.MED.BEDS.ZS | 1980: 10.4605; 1985: 10.668; 1986: 11.1222; 1987: 11.105; 1988: 11.1293; 1989: 11.1934; 1990: 11.485; 1991: 11.555; 1992: 11.4153; 1993: 11.6789; 1994: 11.4707; 1995: 10.26; 1996: 8.01; 1997: 7.11; 2000: 9.1; 2001: 8.4; 2002: 8.2; 2003: 8.3; 2004: 8.1; 2005: 8.4; 2006: 8.2; 2007: 4.1; 2008: 7.7; 2009: 7.6; 2010: 7.6; 2011: 7.5; 2012: 7.4; 2013: 7.4 | 7.4 | 7.4 | High income | 3.57
Latin America & the Caribbean (IDA & IBRD countries) | TLA | Hospital beds (per 1,000 people) | SH.MED.BEDS.ZS | 1960: 3.3853; 1970: 3.4076; 1990: 2.4074; 1993: 2.4784; 1996: 2.1837; 2009: 1.8547; 2010: 2.1438; 2011: 1.9414; 2012: 2.0323; 2013: 2.0749; 2014: 2.0897 | 2.0897 | 2.0897 | OUT | 2.725
Timor-Leste | TLS | Hospital beds (per 1,000 people) | SH.MED.BEDS.ZS | 2009: 5.9; 2010: 5.9 | 5.9 | 5.9 | Low income | 1.63
Middle East & North Africa (IDA & IBRD countries) | TMN | Hospital beds (per 1,000 people) | SH.MED.BEDS.ZS | 1960: 1.844; 1970: 1.907; 1980: 1.7473; 1981: 1.752; 1990: 1.75; 2000: 1.6437; 2001: 1.6237; 2002: 1.6469; 2003: 1.6466; 2004: 1.6762; 2005: 1.6735; 2006: 1.7121; 2007: 1.6721; 2008: 1.6217; 2009: 1.5134; 2010: 1.5884; 2011: 1.2333; 2012: 0.82708; 2013: 1.163; 2014: 1.5167 | 1.5167 | 1.5167 | OUT | 2.725
Tonga | TON | Hospital beds (per 1,000 people) | SH.MED.BEDS.ZS | 1960: 2.5; 1970: 2.593; 1980: 3.4468; 1981: 3.5394; 2001: 3.2; 2004: 2.4; 2008: 2.4; 2010: 2.6 | 2.6 | 2.6 | High income | 3.57
South Asia (IDA & IBRD) | TSA | Hospital beds (per 1,000 people) | SH.MED.BEDS.ZS | 1960: 0.50631; 1970: 0.58514; 1975: 0.62666; 1980: 0.72945; 1981: 0.73185; 1985: 0.70908; 1987: 0.70241; 1991: 0.71941; 2002: 0.67765; 2003: 0.86738; 2005: 0.81326; 2011: 0.67426 | 0.67426 | 0.67426 | OUT | 2.725
Sub-Saharan Africa (IDA & IBRD countries) | TSS | Hospital beds (per 1,000 people) | SH.MED.BEDS.ZS | 1960: 1.3993; 1970: 1.3586; 1975: 1.2787; 1990: 1.2126 | 1.2126 | 1.2126 | OUT | 2.725
Trinidad and Tobago | TTO | Hospital beds (per 1,000 people) | SH.MED.BEDS.ZS | 1960: 5.5896; 1970: 4.9434; 1975: 4.9852; 1986: 5.0373; 1990: 4; 1993: 3.2426; 1995: 3.8; 1996: 5.11; 2000: 3.3; 2001: 3.4; 2003: 3.3; 2005: 2.6; 2006: 2.7; 2007: 2.7; 2008: 2.5; 2009: 2.6; 2010: 2.1; 2012: 2.7; 2013: 2.7; 2014: 3 | 3 | 3 | Lower middle income | 2.38
Tunisia | TUN | Hospital beds (per 1,000 people) | SH.MED.BEDS.ZS | 1960: 2.4677; 1970: 2.4443; 1975: 2.5; 1980: 2.1258; 1989: 1.9657; 1990: 1.9167; 1991: 2.0123; 1992: 2.8573; 1994: 1.7615; 1996: 2; 1997: 1.7; 2000: 1.7; 2001: 1.7; 2002: 1.7; 2003: 1.7; 2004: 2.1; 2005: 1.8; 2006: 2; 2007: 1.8; 2008: 2; 2009: 2.1; 2010: 2.1; 2011: 2.1; 2012: 2.1; 2013: 2.1; 2014: 2.2; 2015: 2.3 | 2.3 | 2.3 | Upper middle income | 3.32
Turkey | TUR | Hospital beds (per 1,000 people) | SH.MED.BEDS.ZS | 1960: 1.7; 1965: 1.8; 1970: 2; 1975: 2; 1980: 2.2; 1985: 2.1; 1986: 2.1; 1987: 2.1; 1988: 2.1; 1989: 2.1; 1990: 2.4; 1991: 2.4; 1992: 2.4; 1993: 2.5; 1994: 2.5; 1995: 2.5; 1996: 2.5; 1997: 2.5; 1998: 2.5; 1999: 2.6; 2000: 2.1; 2001: 2.2; 2002: 2.3; 2003: 2.2; 2004: 2.2; 2005: 2.3; 2006: 2.3; 2007: 2.3; 2008: 2.3; 2009: 2.5; 2010: 2.5; 2011: 2.5; 2012: 2.7; 2013: 2.7 | 2.7 | 2.7 | Upper middle income | 3.32
Tuvalu | TUV | Hospital beds (per 1,000 people) | SH.MED.BEDS.ZS | 2001: 5.6 | 5.6 | 5.6 | Low income | 1.63
Tanzania | TZA | Hospital beds (per 1,000 people) | SH.MED.BEDS.ZS | 1960: 1.4904; 1976: 1.4313; 1978: 1.4372; 1980: 1.3975; 1982: 1.3658; 1984: 1.3031; 1988: 1.0904; 1990: 1.0246; 1992: 0.8903; 2006: 1.1; 2010: 0.7 | 0.7 | 0.7 | Upper middle income | 3.32
Uganda | UGA | Hospital beds (per 1,000 people) | SH.MED.BEDS.ZS | 1960: 1.4808; 1970: 1.5587; 1975: 1.6485; 1981: 1.5125; 1988: 1.3154; 1991: 0.9162; 2004: 0.7; 2005: 1; 2006: 1.1; 2009: 0.4; 2010: 0.5 | 0.5 | 0.5 | Lower middle income | 2.38
Ukraine | UKR | Hospital beds (per 1,000 people) | SH.MED.BEDS.ZS | 1980: 12.1435; 1981: 12.2533; 1982: 12.3578; 1983: 12.4448; 1984: 12.591; 1985: 12.695; 1986: 12.7876; 1987: 12.8506; 1988: 12.9304; 1989: 13.0064; 1990: 13.0131; 1991: 12.9691; 1992: 12.729; 1993: 12.4707; 1994: 12.3022; 1995: 11.89; 1996: 10.84; 1997: 9.37; 1998: 9.04; 1999: 8.95; 2000: 8.8; 2001: 8.8; 2002: 8.9; 2003: 8.8; 2004: 8.7; 2005: 8.7; 2006: 8.7; 2007: 8.7; 2008: 8.7; 2009: 9.4; 2010: 9.4; 2011: 9; 2012: 8.9; 2013: 8.8 | 8.8 | 8.8 | High income | 3.57
Upper middle income | UMC | Hospital beds (per 1,000 people) | SH.MED.BEDS.ZS | 1970: 1.9364; 1975: 2.2107; 1980: 2.5319; 1985: 3.9221; 1986: 3.9662; 1987: 3.9211; 1988: 3.9846; 1989: 3.9497; 1990: 3.5937; 1991: 3.8077; 1992: 3.72; 1993: 3.6943; 1994: 3.6913; 1995: 3.6526; 1996: 3.3768; 1997: 3.5523; 1998: 3.4322; 1999: 3.3767; 2000: 3.2977; 2001: 3.2402; 2002: 3.1015; 2003: 2.8969; 2004: 3.3787; 2005: 3.1003; 2006: 2.9227; 2009: 3.9621; 2010: 3.5643; 2011: 3.6252; 2012: 3.8496 | 3.8496 | 3.8496 | OUT | 2.725
Uruguay | URY | Hospital beds (per 1,000 people) | SH.MED.BEDS.ZS | 1960: 5.5118; 1970: 5.9127; 1975: 5.0018; 1985: 3.2458; 1990: 4.5226; 1993: 4.5; 1996: 4.39; 2003: 1.9; 2005: 2.4; 2006: 2.9; 2007: 2.9; 2010: 1.2; 2011: 3; 2012: 2.5; 2013: 2.5; 2014: 2.8 | 2.8 | 2.8 | Lower middle income | 2.38
United States | USA | Hospital beds (per 1,000 people) | SH.MED.BEDS.ZS | 9.2 |  |  |  |  | 8.8 |  |  |  |  | 7.9 | 7.5 | 7.4 | 7.2 | 7.1 | 6.8 | 6.6 | 6.4 | 6.2 | 6.1 | 6 | 5.9 | 5.9 | 5.8 | 5.7 | 5.5 | 5.4 | 5.2 | 5.1 | 5 | 4.9 | 4.8 | 4.6 | 4.5 | 4.3 | 4.1 | 3.9 | 3.8 | 3.7 | 3.6 | 3.5 | 3.5 | 3.4 | 3.3 |  | 3.2 | 3.1 | 3.1 | 3.1 | 3.1 | 3 | 2.9 | 2.9 | 2.9 | [6 empty] | 2.9 | 2.9 | High income | 3.57
Uzbekistan | UZB | Hospital beds (per 1,000 people) | SH.MED.BEDS.ZS | 1980: 9.1763; 1985: 11.8342; 1986: 11.9557; 1987: 11.9457; 1988: 12.2162; 1989: 12.2851; 1990: 12.4828; 1991: 10.9473; 1992: 10.7541; 1993: 9.3942; 1994: 8.6633; 1995: 8.3; 1996: 7.93; 1997: 6.48; 1998: 5.55; 1999: 5.39; 2000: 5.3; 2001: 5.3; 2002: 5.5; 2003: 5.5; 2004: 5.3; 2005: 5.2; 2006: 5.1; 2007: 4.8; 2008: 4.7; 2009: 4.6; 2010: 4.4; 2011: 4.3; 2012: 4.2; 2013: 4 | 4 | 4 | Lower middle income | 2.38
St. Vincent and the Grenadines | VCT | Hospital beds (per 1,000 people) | SH.MED.BEDS.ZS | 1960: 4.825; 1970: 4.9886; 1990: 4.7; 1993: 5.0153; 1996: 1.85; 2001: 4.7; 2002: 4.5; 2003: 4.5; 2004: 4.5; 2005: 4.5; 2007: 3; 2010: 2.6; 2011: 2.7; 2012: 5.2; 2013: 2.5; 2014: 2.6 | 2.6 | 2.6 | Lower middle income | 2.38
Venezuela, RB | VEN | Hospital beds (per 1,000 people) | SH.MED.BEDS.ZS | 1974: 0.343; 1975: 0.3315; 1976: 0.3429; 1980: 0.3319; 1982: 0.3704; 1983: 0.3582; 1984: 0.3728; 1985: 2.6931; 1986: 2.7001; 1987: 2.5983; 1988: 2.4996; 1990: 2.6779; 1991: 2.6776; 1992: 2.573; 1993: 2.6; 1996: 1.47; 2001: 0.8; 2003: 0.9; 2007: 1.3; 2009: 1.1; 2011: 0.9; 2014: 0.8 | 0.8 | 0.8 | Lower middle income | 2.38
British Virgin Islands | VGB | Hospital beds (per 1,000 people) | SH.MED.BEDS.ZS | [60 empty] | No reported value | 4.82 | High income | 3.57
Virgin Islands (U.S.) | VIR | Hospital beds (per 1,000 people) | SH.MED.BEDS.ZS | 1990: 4.8; 1996: 18.68 | 18.68 | 18.68 | Lower middle income | 2.38
Vietnam | VNM | Hospital beds (per 1,000 people) | SH.MED.BEDS.ZS | 1980: 3.4973; 1981: 3.6961; 1989: 3.3017; 1990: 3.8329; 1997: 1.67; 2001: 2.4; 2002: 1.4; 2004: 2.8; 2005: 2.6; 2006: 2.66; 2008: 2.9; 2009: 3.1; 2010: 2; 2012: 2.5; 2014: 2.6 | 2.6 | 2.6 | High income | 3.57
Vanuatu | VUT | Hospital beds (per 1,000 people) | SH.MED.BEDS.ZS | 1960: 5.4308; 1970: 10.7349; 1980: 6.1794; 2001: 3.1; 2003: 3.7; 2005: 4.1; 2008: 1.7 | 1.7 | 1.7 | Upper middle income | 3.32
World | WLD | Hospital beds (per 1,000 people) | SH.MED.BEDS.ZS | 1970: 3.0787; 1975: 2.3976; 1980: 3.5953; 1985: 4.1256; 1990: 3.6493; 1991: 3.4292; 2002: 2.876; 2003: 3.0585; 2005: 2.8793; 2011: 2.7048 | 2.7048 | 2.7048 | OUT | 2.725
Samoa | WSM | Hospital beds (per 1,000 people) | SH.MED.BEDS.ZS | 1960: 5; 1970: 4.5582; 1980: 4.4968; 1981: 4.364; 2000: 3.3; 2002: 1.5; 2003: 2.04; 2005: 1 | 1 | 1 | High income | 3.57
Kosovo | XKX | Hospital beds (per 1,000 people) | SH.MED.BEDS.ZS | [60 empty] | No reported value | 2.6 | OUT | 2.725
Yemen, Rep. | YEM | Hospital beds (per 1,000 people) | SH.MED.BEDS.ZS | 1960: 0.45455; 1970: 0.8097; 1975: 0.8655; 1990: 0.8362; 1996: 0.69; 1998: 0.6; 2000: 0.6; 2001: 0.6; 2002: 0.6; 2003: 0.6; 2004: 0.6; 2005: 0.6; 2006: 0.7; 2007: 0.7; 2008: 0.7; 2009: 0.7; 2010: 0.7; 2011: 0.7; 2012: 0.7; 2013: 0.7; 2014: 0.7 | 0.7 | 0.7 | Lower middle income | 2.38
South Africa | ZAF | Hospital beds (per 1,000 people) | SH.MED.BEDS.ZS | 2005: 2.8 | 2.8 | 2.8 | Low income | 1.63
Zambia | ZMB | Hospital beds (per 1,000 people) | SH.MED.BEDS.ZS | 1960: 2.8017; 1970: 3.1611; 1975: 3.3368; 1981: 3.4822; 2004: 2; 2008: 1.9; 2010: 2 | 2 | 2 | Lower middle income | 2.38
Zimbabwe | ZWE | Hospital beds (per 1,000 people) | SH.MED.BEDS.ZS | 1960: 3.8766; 1970: 3.4954; 1975: 3.3137; 1980: 3.0027; 1985: 1.3936; 1987: 1.9408; 1990: 0.5105; 2006: 3; 2011: 1.7 | 1.7 | 1.7 | OUT | 2.725

## Tabular Pop Data by Age
Tabular age population data
Description: Translates data downloaded in list format to tabular data for onwards analysis
Source: Population data by age tab
| Year | 2020
| Country | Country code | Population ages 00-04, female | Population ages 00-04, male | Population ages 05-09, female | Population ages 05-09, male | Population ages 10-14, female | Population ages 10-14, male | Population ages 15-19, female | Population ages 15-19, male | Population ages 20-24, female | Population ages 20-24, male | Population ages 25-29, female | Population ages 25-29, male | Population ages 30-34, female | Population ages 30-34, male | Population ages 35-39, female | Population ages 35-39, male | Population ages 40-44, female | Population ages 40-44, male | Population ages 45-49, female | Population ages 45-49, male | Population ages 50-54, female | Population ages 50-54, male | Population ages 55-59, female | Population ages 55-59, male | Population ages 60-64, female | Population ages 60-64, male | Population ages 65-69, female | Population ages 65-69, male | Population ages 70-74, female | Population ages 70-74, male | Population ages 75-79, female | Population ages 75-79, male | Population ages 80 and above, female | Population ages 80 and above, male | Population, female | Population, male | Population, total | Population growth (annual %) | Population ages 00-04 | Population ages 05-09 | Population ages 10-14 | Population ages 15-19 | Population ages 20-24 | Population ages 25-29 | Population ages 30-34 | Population ages 35-39 | Population ages 40-44 | Population ages 45-49 | Population ages 50-54 | Population ages 55-59 | Population ages 60-64 | Population ages 65-69 | Population ages 70-74 | Popultion ages 75-79 | Population aged 80+ | Target population
| Afghanistan | AFG | 2765000 | 2907000 | 2642000 | 2775000 | 2540000 | 2652000 | 2252000 | 2378000 | 1909000 | 2017000 | 1499000 | 1611000 | 1179000 | 1299000 | 988000 | 1068000 | 791000 | 868000 | 628000 | 677000 | 503000 | 529000 | 396000 | 411000 | 308000 | 305000 | 229000 | 216000 | 172000 | 140000 | 91000 | 77000 | 60000 | 46000 | 18952000 | 19976000 | 38928000 | 0 | 5672000 | 5417000 | 5192000 | 4630000 | 3926000 | 3110000 | 2478000 | 2056000 | 1659000 | 1305000 | 1032000 | 807000 | 613000 | 445000 | 312000 | 168000 | 106000
| Albania | ALB | 79000 | 86000 | 80000 | 87000 | 75000 | 87000 | 93000 | 106000 | 111000 | 117000 | 115000 | 129000 | 101000 | 122000 | 76000 | 90000 | 76000 | 76000 | 90000 | 80000 | 95000 | 88000 | 103000 | 98000 | 95000 | 91000 | 74000 | 70000 | 55000 | 52000 | 45000 | 41000 | 45000 | 39000 | 1408000 | 1459000 | 2867000 | 0 | 165000 | 167000 | 162000 | 199000 | 228000 | 244000 | 223000 | 166000 | 152000 | 170000 | 183000 | 201000 | 186000 | 144000 | 107000 | 86000 | 84000
| Algeria | DZA | 2467000 | 2574000 | 2269000 | 2367000 | 1872000 | 1949000 | 1426000 | 1484000 | 1469000 | 1531000 | 1762000 | 1812000 | 1850000 | 1878000 | 1765000 | 1783000 | 1503000 | 1511000 | 1220000 | 1214000 | 1035000 | 1027000 | 870000 | 868000 | 684000 | 703000 | 560000 | 583000 | 364000 | 360000 | 272000 | 242000 | 308000 | 268000 | 21697000 | 22154000 | 43851000 | 0 | 5041000 | 4636000 | 3821000 | 2910000 | 3000000 | 3574000 | 3728000 | 3548000 | 3014000 | 2434000 | 2062000 | 1738000 | 1387000 | 1143000 | 724000 | 514000 | 576000
| American Samoa | ASM | 0 | 0 | 0 | 0 | 0 | 0 | 0 | 0 | 0 | 0 | 0 | 0 | 0 | 0 | 0 | 0 | 0 | 0 | 0 | 0 | 0 | 0 | 0 | 0 | 0 | 0 | 0 | 0 | 0 | 0 | 0 | 0 | 0 | 0 | 0 | 0 | 55000 | 0 | 0 | 0 | 0 | 0 | 0 | 0 | 0 | 0 | 0 | 0 | 0 | 0 | 0 | 0 | 0 | 0 | 0
| Andorra | AND | 0 | 0 | 0 | 0 | 0 | 0 | 0 | 0 | 0 | 0 | 0 | 0 | 0 | 0 | 0 | 0 | 0 | 0 | 0 | 0 | 0 | 0 | 0 | 0 | 0 | 0 | 0 | 0 | 0 | 0 | 0 | 0 | 0 | 0 | 0 | 0 | 77000 | 0 | 0 | 0 | 0 | 0 | 0 | 0 | 0 | 0 | 0 | 0 | 0 | 0 | 0 | 0 | 0 | 0 | 0
| Angola | AGO | 2871000 | 2924000 | 2536000 | 2568000 | 2183000 | 2167000 | 1781000 | 1752000 | 1458000 | 1424000 | 1231000 | 1192000 | 1041000 | 999000 | 850000 | 809000 | 685000 | 646000 | 561000 | 521000 | 411000 | 376000 | 345000 | 333000 | 253000 | 229000 | 159000 | 145000 | 117000 | 95000 | 69000 | 50000 | 54000 | 31000 | 16605000 | 16261000 | 32866000 | 0 | 5795000 | 5104000 | 4350000 | 3533000 | 2882000 | 2423000 | 2040000 | 1659000 | 1331000 | 1082000 | 787000 | 678000 | 482000 | 304000 | 212000 | 119000 | 85000
| Antigua and Barbuda | ATG | 3600 | 3700 | 3600 | 3700 | 3400 | 3400 | 3500 | 3600 | 3800 | 3800 | 3700 | 3600 | 3700 | 3400 | 3700 | 3300 | 3700 | 3200 | 3800 | 3200 | 3600 | 3200 | 3200 | 2800 | 2500 | 2200 | 1800 | 1600 | 1300 | 1200 | 900 | 700 | 900 | 700 | 51000 | 47000 | 98000 | 0 | 7300 | 7300 | 6800 | 7100 | 7600 | 7300 | 7100 | 7000 | 6900 | 7000 | 6800 | 6000 | 4700 | 3400 | 2500 | 1600 | 1600
| Argentina | ARG | 1838000 | 1908000 | 1825000 | 1894000 | 1770000 | 1836000 | 1744000 | 1804000 | 1719000 | 1767000 | 1749000 | 1779000 | 1664000 | 1663000 | 1576000 | 1554000 | 1575000 | 1522000 | 1363000 | 1281000 | 1201000 | 1106000 | 1122000 | 1006000 | 1009000 | 879000 | 901000 | 748000 | 760000 | 580000 | 579000 | 387000 | 806000 | 389000 | 23202000 | 22102000 | 45303000 | 0 | 3746000 | 3719000 | 3606000 | 3548000 | 3486000 | 3528000 | 3327000 | 3130000 | 3097000 | 2644000 | 2307000 | 2128000 | 1888000 | 1649000 | 1340000 | 966000 | 1195000
| Armenia | ARM | 97000 | 108000 | 100000 | 114000 | 93000 | 106000 | 79000 | 91000 | 84000 | 93000 | 121000 | 111000 | 141000 | 126000 | 128000 | 108000 | 104000 | 87000 | 89000 | 73000 | 93000 | 70000 | 114000 | 85000 | 113000 | 84000 | 77000 | 55000 | 51000 | 34000 | 26000 | 16000 | 59000 | 32000 | 1569000 | 1394000 | 2963000 | 0 | 205000 | 214000 | 199000 | 170000 | 177000 | 232000 | 267000 | 236000 | 191000 | 162000 | 163000 | 199000 | 197000 | 132000 | 85000 | 42000 | 91000
| Aruba | ABW | 3000 | 3100 | 2800 | 2900 | 3400 | 3400 | 3600 | 3700 | 3800 | 3800 | 3600 | 3800 | 2700 | 2700 | 3100 | 2700 | 3700 | 3000 | 4100 | 3500 | 4400 | 3700 | 4900 | 4200 | 4200 | 3500 | 3400 | 2700 | 2400 | 1900 | 1500 | 1100 | 1700 | 900 | 56000 | 51000 | 107000 | 0 | 6100 | 5700 | 6800 | 7300 | 7600 | 7400 | 5400 | 5800 | 6700 | 7600 | 8100 | 9100 | 7700 | 6100 | 4300 | 2600 | 2600
| Australia | AUS | 816000 | 861000 | 802000 | 845000 | 788000 | 829000 | 746000 | 781000 | 787000 | 815000 | 875000 | 914000 | 940000 | 944000 | 925000 | 926000 | 822000 | 814000 | 849000 | 835000 | 793000 | 772000 | 785000 | 771000 | 728000 | 697000 | 634000 | 604000 | 558000 | 530000 | 399000 | 367000 | 610000 | 449000 | 12856000 | 12753000 | 25608000 | 0 | 1677000 | 1647000 | 1617000 | 1527000 | 1602000 | 1789000 | 1884000 | 1851000 | 1636000 | 1684000 | 1565000 | 1556000 | 1425000 | 1238000 | 1088000 | 766000 | 1059000
| Austria | AUT | 215000 | 227000 | 203000 | 217000 | 202000 | 216000 | 216000 | 230000 | 242000 | 260000 | 291000 | 308000 | 300000 | 311000 | 304000 | 310000 | 277000 | 281000 | 303000 | 301000 | 351000 | 352000 | 342000 | 342000 | 294000 | 281000 | 234000 | 211000 | 217000 | 185000 | 212000 | 166000 | 301000 | 180000 | 4504000 | 4379000 | 8883000 | 0 | 442000 | 420000 | 418000 | 446000 | 502000 | 599000 | 611000 | 614000 | 558000 | 604000 | 703000 | 684000 | 575000 | 445000 | 402000 | 378000 | 481000
| Azerbaijan | AZE | 389000 | 435000 | 399000 | 459000 | 323000 | 373000 | 295000 | 341000 | 340000 | 377000 | 438000 | 450000 | 475000 | 464000 | 412000 | 411000 | 336000 | 327000 | 320000 | 295000 | 330000 | 296000 | 344000 | 307000 | 265000 | 230000 | 169000 | 138000 | 87000 | 64000 | 54000 | 36000 | 86000 | 47000 | 5063000 | 5053000 | 10115000 | 0 | 824000 | 858000 | 696000 | 636000 | 717000 | 888000 | 939000 | 823000 | 663000 | 615000 | 626000 | 651000 | 495000 | 307000 | 151000 | 90000 | 133000
| Bahamas, The | BHS | 13000 | 14000 | 13000 | 14000 | 16000 | 16000 | 16000 | 16000 | 17000 | 17000 | 17000 | 17000 | 14000 | 14000 | 14000 | 13000 | 14000 | 13000 | 15000 | 14000 | 13000 | 12000 | 13000 | 11000 | 9600 | 8000 | 6500 | 5400 | 4500 | 3500 | 3300 | 2400 | 3000 | 2000 | 202000 | 191000 | 393000 | 0 | 27000 | 27000 | 32000 | 32000 | 34000 | 34000 | 28000 | 27000 | 27000 | 29000 | 25000 | 24000 | 17600 | 11900 | 8000 | 5700 | 5000
| Bahrain | BHR | 53000 | 55000 | 52000 | 59000 | 47000 | 46000 | 40000 | 49000 | 39000 | 53000 | 69000 | 146000 | 73000 | 220000 | 54000 | 160000 | 47000 | 101000 | 35000 | 73000 | 29000 | 52000 | 25000 | 34000 | 17000 | 28000 | 8900 | 13000 | 4800 | 6100 | 3400 | 3400 | 3200 | 2600 | 601000 | 1100000 | 1702000 | 0 | 108000 | 111000 | 93000 | 89000 | 92000 | 215000 | 293000 | 214000 | 148000 | 108000 | 81000 | 59000 | 45000 | 21900 | 10900 | 6800 | 5800
| Bangladesh | BGD | 7008000 | 7320000 | 7167000 | 7477000 | 7382000 | 7707000 | 7610000 | 7975000 | 7497000 | 7742000 | 7268000 | 7258000 | 6984000 | 6779000 | 6477000 | 6271000 | 5672000 | 5554000 | 4708000 | 4718000 | 4040000 | 4265000 | 3221000 | 3479000 | 2129000 | 2372000 | 1307000 | 1490000 | 1150000 | 1207000 | 884000 | 855000 | 927000 | 789000 | 81430000 | 83259000 | 164689000 | 0 | 14328000 | 14644000 | 15089000 | 15585000 | 15239000 | 14526000 | 13763000 | 12748000 | 11226000 | 9426000 | 8305000 | 6700000 | 4501000 | 2797000 | 2357000 | 1739000 | 1716000
| Barbados | BRB | 7400 | 7700 | 7600 | 7900 | 8600 | 8900 | 9200 | 9700 | 9200 | 9500 | 9400 | 9400 | 9100 | 9000 | 9700 | 9300 | 9600 | 9200 | 11000 | 9700 | 10000 | 9400 | 11000 | 9500 | 10000 | 8500 | 8100 | 6900 | 6400 | 5500 | 4700 | 3600 | 7500 | 5300 | 148000 | 139000 | 287000 | 0 | 15100 | 15500 | 17500 | 18900 | 18700 | 18800 | 18100 | 19000 | 18800 | 20700 | 19400 | 20500 | 18500 | 15000 | 11900 | 8300 | 12800
| Belarus | BLR | 271000 | 277000 | 289000 | 307000 | 236000 | 249000 | 216000 | 228000 | 207000 | 219000 | 319000 | 334000 | 397000 | 417000 | 356000 | 361000 | 332000 | 321000 | 331000 | 302000 | 317000 | 275000 | 410000 | 343000 | 380000 | 285000 | 353000 | 226000 | 170000 | 99000 | 181000 | 75000 | 286000 | 82000 | 5049000 | 4399000 | 9448000 | 0 | 548000 | 596000 | 485000 | 444000 | 426000 | 653000 | 814000 | 717000 | 653000 | 633000 | 592000 | 753000 | 665000 | 579000 | 269000 | 256000 | 368000
| Belgium | BEL | 306000 | 325000 | 322000 | 344000 | 324000 | 344000 | 310000 | 328000 | 319000 | 336000 | 355000 | 370000 | 369000 | 374000 | 377000 | 377000 | 368000 | 380000 | 373000 | 391000 | 389000 | 403000 | 395000 | 405000 | 369000 | 364000 | 326000 | 305000 | 294000 | 259000 | 211000 | 171000 | 411000 | 244000 | 5819000 | 5719000 | 11538000 | 0 | 631000 | 666000 | 668000 | 638000 | 655000 | 725000 | 743000 | 754000 | 748000 | 764000 | 792000 | 800000 | 733000 | 631000 | 553000 | 382000 | 655000
| Belize | BLZ | 19000 | 20000 | 19000 | 20000 | 19000 | 19000 | 20000 | 20000 | 20000 | 20000 | 18000 | 18000 | 16000 | 16000 | 14000 | 13000 | 12000 | 11000 | 11000 | 10000 | 8900 | 8600 | 7200 | 7200 | 5300 | 5200 | 3600 | 3700 | 2400 | 2600 | 1600 | 1700 | 2200 | 2100 | 200000 | 198000 | 398000 | 0 | 39000 | 39000 | 38000 | 40000 | 40000 | 36000 | 32000 | 27000 | 23000 | 21000 | 17500 | 14400 | 10500 | 7300 | 5000 | 3300 | 4300
| Benin | BEN | 940000 | 969000 | 832000 | 856000 | 734000 | 754000 | 638000 | 654000 | 553000 | 563000 | 471000 | 475000 | 393000 | 392000 | 328000 | 323000 | 274000 | 265000 | 227000 | 216000 | 187000 | 176000 | 150000 | 137000 | 116000 | 103000 | 86000 | 74000 | 65000 | 46000 | 43000 | 30000 | 32000 | 20000 | 6069000 | 6054000 | 12123000 | 0 | 1909000 | 1688000 | 1488000 | 1292000 | 1116000 | 946000 | 785000 | 651000 | 539000 | 443000 | 363000 | 287000 | 219000 | 160000 | 111000 | 73000 | 52000
| Bermuda | BMU | 0 | 0 | 0 | 0 | 0 | 0 | 0 | 0 | 0 | 0 | 0 | 0 | 0 | 0 | 0 | 0 | 0 | 0 | 0 | 0 | 0 | 0 | 0 | 0 | 0 | 0 | 0 | 0 | 0 | 0 | 0 | 0 | 0 | 0 | 0 | 0 | 71750 | 0 | 0 | 0 | 0 | 0 | 0 | 0 | 0 | 0 | 0 | 0 | 0 | 0 | 0 | 0 | 0 | 0 | 0
| Bhutan | BTN | 31000 | 32000 | 30000 | 31000 | 33000 | 34000 | 34000 | 36000 | 35000 | 40000 | 35000 | 44000 | 35000 | 41000 | 29000 | 34000 | 22000 | 28000 | 18000 | 21000 | 15000 | 18000 | 12000 | 14000 | 10000 | 11000 | 7100 | 8500 | 5600 | 7200 | 4200 | 5300 | 4700 | 5300 | 362000 | 410000 | 772000 | 0 | 63000 | 61000 | 67000 | 70000 | 75000 | 79000 | 76000 | 63000 | 50000 | 39000 | 33000 | 26000 | 21000 | 15600 | 12800 | 9500 | 10000
| Bolivia | BOL | 580000 | 606000 | 577000 | 602000 | 568000 | 593000 | 557000 | 580000 | 524000 | 541000 | 481000 | 493000 | 433000 | 438000 | 383000 | 385000 | 335000 | 333000 | 287000 | 283000 | 243000 | 237000 | 205000 | 198000 | 172000 | 164000 | 145000 | 134000 | 118000 | 107000 | 90000 | 77000 | 117000 | 86000 | 5815000 | 5858000 | 11673000 | 0 | 1186000 | 1179000 | 1161000 | 1137000 | 1065000 | 974000 | 871000 | 768000 | 668000 | 570000 | 480000 | 403000 | 336000 | 279000 | 225000 | 167000 | 203000
| Bosnia and Herzegovina | BIH | 65000 | 69000 | 79000 | 83000 | 88000 | 93000 | 81000 | 84000 | 105000 | 112000 | 91000 | 96000 | 106000 | 111000 | 119000 | 123000 | 109000 | 112000 | 112000 | 115000 | 117000 | 114000 | 140000 | 129000 | 126000 | 115000 | 118000 | 104000 | 81000 | 62000 | 60000 | 39000 | 78000 | 46000 | 1674000 | 1607000 | 3281000 | 0 | 134000 | 162000 | 181000 | 165000 | 217000 | 187000 | 217000 | 242000 | 221000 | 227000 | 231000 | 269000 | 241000 | 222000 | 143000 | 99000 | 124000
| Botswana | BWA | 134000 | 138000 | 132000 | 135000 | 122000 | 125000 | 111000 | 114000 | 101000 | 103000 | 100000 | 99000 | 97000 | 90000 | 95000 | 83000 | 80000 | 69000 | 60000 | 52000 | 43000 | 38000 | 38000 | 28000 | 35000 | 24000 | 27000 | 19000 | 17000 | 12000 | 12000 | 7400 | 8400 | 4000 | 1213000 | 1139000 | 2352000 | 0 | 272000 | 267000 | 247000 | 225000 | 204000 | 199000 | 187000 | 178000 | 149000 | 112000 | 81000 | 66000 | 59000 | 46000 | 29000 | 19400 | 12400
| Brazil | BRA | 7070000 | 7405000 | 7137000 | 7465000 | 7319000 | 7623000 | 7965000 | 8253000 | 8466000 | 8686000 | 8419000 | 8534000 | 8576000 | 8572000 | 8735000 | 8594000 | 7957000 | 7705000 | 7079000 | 6722000 | 6652000 | 6171000 | 6090000 | 5508000 | 5045000 | 4423000 | 4034000 | 3394000 | 2958000 | 2351000 | 2011000 | 1481000 | 2610000 | 1549000 | 108124000 | 104436000 | 212559000 | 0 | 14475000 | 14602000 | 14942000 | 16218000 | 17152000 | 16953000 | 17148000 | 17329000 | 15662000 | 13801000 | 12823000 | 11598000 | 9468000 | 7428000 | 5309000 | 3492000 | 4159000
| British Virgin Islands | VGB | 0 | 0 | 0 | 0 | 0 | 0 | 0 | 0 | 0 | 0 | 0 | 0 | 0 | 0 | 0 | 0 | 0 | 0 | 0 | 0 | 0 | 0 | 0 | 0 | 0 | 0 | 0 | 0 | 0 | 0 | 0 | 0 | 0 | 0 | 0 | 0 | 30000 | 0 | 0 | 0 | 0 | 0 | 0 | 0 | 0 | 0 | 0 | 0 | 0 | 0 | 0 | 0 | 0 | 0 | 0
| Brunei Darussalam | BRN | 15000 | 16000 | 17000 | 18000 | 15000 | 16000 | 16000 | 17000 | 17000 | 19000 | 16000 | 18000 | 18000 | 20000 | 18000 | 21000 | 17000 | 19000 | 16000 | 17000 | 14000 | 14000 | 11000 | 12000 | 8400 | 8800 | 5700 | 5600 | 3300 | 3000 | 1700 | 1700 | 1800 | 1600 | 210000 | 227000 | 437000 | 0 | 31000 | 35000 | 31000 | 33000 | 36000 | 34000 | 38000 | 39000 | 36000 | 33000 | 28000 | 23000 | 17200 | 11300 | 6300 | 3400 | 3400
| Bulgaria | BGR | 151000 | 160000 | 163000 | 172000 | 179000 | 190000 | 152000 | 162000 | 144000 | 154000 | 188000 | 201000 | 232000 | 247000 | 227000 | 247000 | 258000 | 274000 | 256000 | 269000 | 235000 | 239000 | 237000 | 229000 | 246000 | 219000 | 253000 | 200000 | 249000 | 174000 | 175000 | 109000 | 212000 | 112000 | 3558000 | 3358000 | 6916000 | 0 | 311000 | 335000 | 369000 | 314000 | 298000 | 389000 | 479000 | 474000 | 532000 | 525000 | 474000 | 466000 | 465000 | 453000 | 423000 | 284000 | 324000
| Burkina Faso | BFA | 1706000 | 1767000 | 1513000 | 1567000 | 1336000 | 1386000 | 1131000 | 1176000 | 945000 | 975000 | 786000 | 802000 | 658000 | 662000 | 557000 | 551000 | 454000 | 439000 | 360000 | 334000 | 294000 | 260000 | 233000 | 191000 | 181000 | 136000 | 132000 | 90000 | 89000 | 59000 | 53000 | 33000 | 31000 | 17000 | 10459000 | 10445000 | 20903000 | 0 | 3473000 | 3080000 | 2722000 | 2307000 | 1920000 | 1588000 | 1320000 | 1108000 | 893000 | 694000 | 554000 | 424000 | 317000 | 222000 | 148000 | 86000 | 48000
| Burundi | BDI | 1016000 | 1037000 | 903000 | 916000 | 752000 | 757000 | 608000 | 609000 | 524000 | 519000 | 498000 | 489000 | 442000 | 433000 | 335000 | 329000 | 227000 | 219000 | 158000 | 143000 | 140000 | 120000 | 124000 | 109000 | 106000 | 95000 | 74000 | 65000 | 39000 | 31000 | 25000 | 17000 | 20000 | 12000 | 5991000 | 5900000 | 11891000 | 0 | 2053000 | 1819000 | 1509000 | 1217000 | 1043000 | 987000 | 875000 | 664000 | 446000 | 301000 | 260000 | 233000 | 201000 | 139000 | 70000 | 42000 | 32000
| Cabo Verde | CPV | 26000 | 26000 | 26000 | 27000 | 25000 | 26000 | 24000 | 25000 | 23000 | 23000 | 25000 | 27000 | 25000 | 28000 | 22000 | 24000 | 17000 | 19000 | 14000 | 16000 | 13000 | 12000 | 12000 | 10000 | 8700 | 6700 | 6500 | 4500 | 3100 | 1600 | 3000 | 1400 | 4500 | 2100 | 277000 | 279000 | 556000 | 0 | 52000 | 53000 | 51000 | 49000 | 46000 | 52000 | 53000 | 46000 | 36000 | 30000 | 25000 | 22000 | 15400 | 11000 | 4700 | 4400 | 6600
| Cambodia | KHM | 872000 | 907000 | 859000 | 893000 | 801000 | 839000 | 727000 | 733000 | 754000 | 774000 | 780000 | 809000 | 639000 | 602000 | 851000 | 797000 | 334000 | 293000 | 422000 | 380000 | 391000 | 341000 | 356000 | 298000 | 277000 | 177000 | 219000 | 144000 | 133000 | 88000 | 80000 | 51000 | 60000 | 35000 | 8557000 | 8162000 | 16719000 | 0 | 1779000 | 1752000 | 1640000 | 1460000 | 1528000 | 1589000 | 1241000 | 1648000 | 627000 | 802000 | 732000 | 654000 | 454000 | 363000 | 221000 | 131000 | 95000
| Cameroon | CMR | 2038000 | 2078000 | 1848000 | 1882000 | 1648000 | 1673000 | 1420000 | 1436000 | 1206000 | 1214000 | 1065000 | 1067000 | 930000 | 931000 | 769000 | 770000 | 601000 | 602000 | 470000 | 468000 | 368000 | 361000 | 287000 | 273000 | 220000 | 201000 | 168000 | 145000 | 116000 | 94000 | 70000 | 53000 | 45000 | 30000 | 13269000 | 13277000 | 26546000 | 0 | 4116000 | 3730000 | 3321000 | 2856000 | 2420000 | 2132000 | 1861000 | 1539000 | 1203000 | 938000 | 729000 | 560000 | 421000 | 313000 | 210000 | 123000 | 75000
| Canada | CAN | 971000 | 1019000 | 965000 | 1010000 | 967000 | 1013000 | 970000 | 1016000 | 1153000 | 1206000 | 1342000 | 1387000 | 1308000 | 1314000 | 1328000 | 1320000 | 1237000 | 1222000 | 1192000 | 1188000 | 1206000 | 1214000 | 1376000 | 1379000 | 1285000 | 1273000 | 1101000 | 1046000 | 924000 | 866000 | 657000 | 567000 | 999000 | 662000 | 18981000 | 18704000 | 37684000 | 0 | 1990000 | 1975000 | 1980000 | 1986000 | 2359000 | 2729000 | 2622000 | 2648000 | 2459000 | 2380000 | 2420000 | 2755000 | 2558000 | 2147000 | 1790000 | 1224000 | 1661000
| Cayman Islands | CYM | 0 | 0 | 0 | 0 | 0 | 0 | 0 | 0 | 0 | 0 | 0 | 0 | 0 | 0 | 0 | 0 | 0 | 0 | 0 | 0 | 0 | 0 | 0 | 0 | 0 | 0 | 0 | 0 | 0 | 0 | 0 | 0 | 0 | 0 | 0 | 0 | 66000 | 0 | 0 | 0 | 0 | 0 | 0 | 0 | 0 | 0 | 0 | 0 | 0 | 0 | 0 | 0 | 0 | 0 | 0
| Central African Republic | CAF | 366000 | 372000 | 347000 | 351000 | 332000 | 335000 | 298000 | 299000 | 241000 | 242000 | 179000 | 179000 | 138000 | 139000 | 112000 | 112000 | 93000 | 90000 | 80000 | 77000 | 67000 | 62000 | 55000 | 48000 | 45000 | 36000 | 33000 | 25000 | 23000 | 15000 | 15000 | 8900 | 11000 | 4800 | 2436000 | 2394000 | 4830000 | 0 | 738000 | 698000 | 667000 | 597000 | 483000 | 358000 | 277000 | 224000 | 183000 | 157000 | 129000 | 103000 | 81000 | 58000 | 38000 | 23900 | 15800
| Chad | TCD | 1455000 | 1476000 | 1257000 | 1265000 | 1090000 | 1094000 | 926000 | 929000 | 766000 | 770000 | 622000 | 623000 | 494000 | 496000 | 389000 | 391000 | 304000 | 306000 | 237000 | 235000 | 185000 | 178000 | 152000 | 140000 | 125000 | 111000 | 99000 | 83000 | 60000 | 52000 | 37000 | 31000 | 28000 | 20000 | 8226000 | 8200000 | 16426000 | 0 | 2931000 | 2522000 | 2184000 | 1855000 | 1536000 | 1245000 | 990000 | 780000 | 610000 | 472000 | 363000 | 292000 | 236000 | 182000 | 112000 | 68000 | 48000
| Channel Islands | CHI | 4200 | 4500 | 4400 | 4400 | 4100 | 4400 | 4600 | 4800 | 5100 | 5400 | 5500 | 5800 | 5800 | 5900 | 5900 | 6200 | 5800 | 5800 | 6700 | 6600 | 7000 | 6800 | 6300 | 6100 | 5400 | 5200 | 4700 | 4700 | 4000 | 3600 | 3000 | 2600 | 5100 | 3300 | 88000 | 86000 | 174000 | 0 | 8700 | 8800 | 8500 | 9400 | 10500 | 11300 | 11700 | 12100 | 11600 | 13300 | 13800 | 12400 | 10600 | 9400 | 7600 | 5600 | 8400
| Chile | CHL | 570000 | 592000 | 622000 | 644000 | 614000 | 636000 | 612000 | 632000 | 691000 | 712000 | 784000 | 809000 | 761000 | 785000 | 693000 | 707000 | 661000 | 663000 | 633000 | 621000 | 619000 | 595000 | 587000 | 550000 | 515000 | 467000 | 433000 | 377000 | 318000 | 263000 | 236000 | 176000 | 343000 | 195000 | 9691000 | 9426000 | 19116000 | 0 | 1162000 | 1266000 | 1250000 | 1244000 | 1403000 | 1593000 | 1546000 | 1400000 | 1324000 | 1254000 | 1214000 | 1137000 | 982000 | 810000 | 581000 | 412000 | 538000
| China | CHN | 38435000 | 43284000 | 39350000 | 45099000 | 37887000 | 44154000 | 37231000 | 42940000 | 39806000 | 45054000 | 45241000 | 50165000 | 60653000 | 64692000 | 47461000 | 49992000 | 45746000 | 47990000 | 57118000 | 59561000 | 59487000 | 60704000 | 47496000 | 48641000 | 37579000 | 37891000 | 36631000 | 35564000 | 22904000 | 20860000 | 13959000 | 11885000 | 15608000 | 10308000 | 682594000 | 718785000 | 1401379000 | 0 | 81719000 | 84449000 | 82041000 | 80171000 | 84860000 | 95406000 | 125345000 | 97453000 | 93736000 | 116679000 | 120191000 | 96137000 | 75470000 | 72195000 | 43764000 | 25844000 | 25916000
| Colombia | COL | 1812000 | 1899000 | 1810000 | 1894000 | 1895000 | 1979000 | 2080000 | 2167000 | 2175000 | 2247000 | 2191000 | 2235000 | 2025000 | 2032000 | 1903000 | 1850000 | 1773000 | 1648000 | 1607000 | 1422000 | 1537000 | 1371000 | 1396000 | 1240000 | 1129000 | 957000 | 913000 | 772000 | 650000 | 538000 | 446000 | 346000 | 557000 | 389000 | 25898000 | 24985000 | 50883000 | 0 | 3711000 | 3704000 | 3874000 | 4247000 | 4422000 | 4426000 | 4057000 | 3753000 | 3421000 | 3029000 | 2908000 | 2636000 | 2086000 | 1685000 | 1188000 | 792000 | 946000
| Comoros | COM | 61000 | 63000 | 56000 | 58000 | 50000 | 52000 | 44000 | 46000 | 39000 | 40000 | 35000 | 36000 | 31000 | 32000 | 27000 | 27000 | 21000 | 21000 | 17000 | 17000 | 14000 | 14000 | 12000 | 11000 | 9100 | 8500 | 6400 | 5700 | 3800 | 3300 | 2500 | 2000 | 1900 | 1300 | 431000 | 439000 | 870000 | 0 | 124000 | 114000 | 102000 | 90000 | 79000 | 71000 | 63000 | 54000 | 42000 | 34000 | 28000 | 23000 | 17600 | 12100 | 7100 | 4500 | 3200
| Congo, Dem. Rep. | COD | 7836000 | 7992000 | 6771000 | 6888000 | 5722000 | 5806000 | 4712000 | 4761000 | 3861000 | 3869000 | 3223000 | 3216000 | 2681000 | 2660000 | 2225000 | 2196000 | 1833000 | 1796000 | 1509000 | 1468000 | 1235000 | 1186000 | 991000 | 934000 | 774000 | 712000 | 581000 | 518000 | 429000 | 360000 | 269000 | 211000 | 198000 | 137000 | 44851000 | 44710000 | 89561000 | 0 | 15828000 | 13659000 | 11528000 | 9473000 | 7730000 | 6439000 | 5341000 | 4421000 | 3629000 | 2977000 | 2421000 | 1925000 | 1486000 | 1099000 | 789000 | 480000 | 335000
| Congo, Rep. | COG | 407000 | 415000 | 382000 | 389000 | 340000 | 345000 | 285000 | 288000 | 237000 | 239000 | 199000 | 199000 | 177000 | 177000 | 163000 | 163000 | 147000 | 147000 | 121000 | 121000 | 95000 | 94000 | 71000 | 68000 | 51000 | 46000 | 37000 | 31000 | 25000 | 19000 | 15000 | 10000 | 10000 | 5600 | 2761000 | 2757000 | 5518000 | 0 | 822000 | 771000 | 685000 | 573000 | 476000 | 398000 | 354000 | 326000 | 294000 | 242000 | 189000 | 139000 | 97000 | 68000 | 44000 | 25000 | 15600
| Costa Rica | CRI | 170000 | 178000 | 175000 | 183000 | 174000 | 182000 | 178000 | 186000 | 196000 | 204000 | 209000 | 216000 | 213000 | 218000 | 196000 | 199000 | 174000 | 174000 | 153000 | 149000 | 155000 | 150000 | 152000 | 146000 | 125000 | 119000 | 93000 | 86000 | 73000 | 66000 | 50000 | 43000 | 65000 | 48000 | 2549000 | 2545000 | 5094000 | 0 | 348000 | 358000 | 356000 | 364000 | 400000 | 425000 | 431000 | 395000 | 348000 | 302000 | 305000 | 298000 | 244000 | 179000 | 139000 | 93000 | 113000
| Cote d'Ivoire | CIV | 2053000 | 2078000 | 1801000 | 1818000 | 1594000 | 1605000 | 1452000 | 1453000 | 1274000 | 1264000 | 1066000 | 1057000 | 874000 | 867000 | 715000 | 716000 | 584000 | 601000 | 451000 | 481000 | 351000 | 388000 | 281000 | 318000 | 221000 | 253000 | 162000 | 185000 | 99000 | 115000 | 61000 | 66000 | 37000 | 34000 | 13078000 | 13300000 | 26378000 | 0 | 4131000 | 3619000 | 3199000 | 2905000 | 2538000 | 2123000 | 1741000 | 1431000 | 1185000 | 932000 | 739000 | 599000 | 474000 | 347000 | 214000 | 127000 | 71000
| Croatia | HRV | 88000 | 94000 | 96000 | 103000 | 102000 | 107000 | 94000 | 100000 | 114000 | 120000 | 114000 | 119000 | 125000 | 129000 | 137000 | 141000 | 140000 | 144000 | 132000 | 133000 | 140000 | 137000 | 153000 | 144000 | 150000 | 136000 | 145000 | 128000 | 116000 | 88000 | 94000 | 60000 | 159000 | 72000 | 2099000 | 1954000 | 4052000 | 0 | 182000 | 199000 | 209000 | 194000 | 234000 | 233000 | 254000 | 278000 | 284000 | 265000 | 277000 | 297000 | 286000 | 273000 | 204000 | 154000 | 231000
| Cuba | CUB | 278000 | 294000 | 305000 | 323000 | 293000 | 310000 | 312000 | 331000 | 341000 | 360000 | 347000 | 372000 | 408000 | 423000 | 340000 | 352000 | 305000 | 313000 | 470000 | 474000 | 509000 | 489000 | 498000 | 470000 | 315000 | 292000 | 301000 | 266000 | 239000 | 210000 | 193000 | 162000 | 248000 | 181000 | 5703000 | 5623000 | 11327000 | 0 | 572000 | 628000 | 603000 | 643000 | 701000 | 719000 | 831000 | 692000 | 618000 | 944000 | 998000 | 968000 | 607000 | 567000 | 449000 | 355000 | 429000
| Curacao | CUW | 4300 | 4500 | 5000 | 5200 | 5100 | 5300 | 5300 | 5600 | 4600 | 4800 | 5000 | 4900 | 5000 | 4200 | 5200 | 4100 | 5200 | 3900 | 6100 | 4800 | 6400 | 5100 | 7100 | 5500 | 6300 | 4800 | 5300 | 4000 | 4400 | 3300 | 3100 | 2100 | 4000 | 2400 | 87000 | 74000 | 162000 | 0 | 8800 | 10200 | 10400 | 10900 | 9400 | 9900 | 9200 | 9300 | 9100 | 10900 | 11500 | 12600 | 11100 | 9300 | 7700 | 5200 | 6400
| Cyprus | CYP | 31000 | 33000 | 33000 | 35000 | 33000 | 35000 | 35000 | 38000 | 44000 | 50000 | 46000 | 52000 | 47000 | 50000 | 47000 | 45000 | 45000 | 42000 | 40000 | 39000 | 39000 | 37000 | 36000 | 36000 | 33000 | 31000 | 28000 | 27000 | 24000 | 22000 | 18000 | 15000 | 24000 | 16000 | 604000 | 604000 | 1207000 | 0 | 64000 | 68000 | 68000 | 73000 | 94000 | 98000 | 97000 | 92000 | 87000 | 79000 | 76000 | 72000 | 64000 | 55000 | 46000 | 33000 | 40000
| Czech Republic | CZE | 270000 | 285000 | 268000 | 283000 | 277000 | 292000 | 236000 | 248000 | 229000 | 239000 | 308000 | 321000 | 346000 | 365000 | 366000 | 389000 | 450000 | 474000 | 421000 | 441000 | 338000 | 351000 | 326000 | 327000 | 328000 | 311000 | 361000 | 315000 | 340000 | 269000 | 244000 | 171000 | 290000 | 152000 | 5397000 | 5234000 | 10631000 | 0 | 555000 | 551000 | 569000 | 484000 | 468000 | 629000 | 711000 | 755000 | 924000 | 862000 | 689000 | 653000 | 639000 | 676000 | 609000 | 415000 | 442000
| Denmark | DNK | 151000 | 160000 | 146000 | 154000 | 165000 | 175000 | 168000 | 174000 | 184000 | 193000 | 198000 | 207000 | 176000 | 182000 | 159000 | 161000 | 182000 | 182000 | 191000 | 189000 | 210000 | 216000 | 196000 | 195000 | 177000 | 172000 | 160000 | 151000 | 181000 | 173000 | 127000 | 110000 | 166000 | 109000 | 2937000 | 2903000 | 5840000 | 0 | 311000 | 300000 | 340000 | 342000 | 377000 | 405000 | 358000 | 320000 | 364000 | 380000 | 426000 | 391000 | 349000 | 311000 | 354000 | 237000 | 275000
| Djibouti | DJI | 49000 | 50000 | 48000 | 50000 | 40000 | 49000 | 41000 | 50000 | 41000 | 49000 | 40000 | 47000 | 41000 | 45000 | 37000 | 39000 | 31000 | 35000 | 25000 | 29000 | 21000 | 22000 | 17000 | 19000 | 13000 | 13000 | 9200 | 8800 | 7100 | 6800 | 4400 | 4000 | 3400 | 2700 | 469000 | 519000 | 988000 | 0 | 99000 | 98000 | 89000 | 91000 | 90000 | 87000 | 86000 | 76000 | 66000 | 54000 | 43000 | 36000 | 26000 | 18000 | 13900 | 8400 | 6100
| Dominica | DMA | 0 | 0 | 0 | 0 | 0 | 0 | 0 | 0 | 0 | 0 | 0 | 0 | 0 | 0 | 0 | 0 | 0 | 0 | 0 | 0 | 0 | 0 | 0 | 0 | 0 | 0 | 0 | 0 | 0 | 0 | 0 | 0 | 0 | 0 | 0 | 0 | 72000 | 0 | 0 | 0 | 0 | 0 | 0 | 0 | 0 | 0 | 0 | 0 | 0 | 0 | 0 | 0 | 0 | 0 | 0
| Dominican Republic | DOM | 491000 | 512000 | 488000 | 508000 | 479000 | 498000 | 470000 | 489000 | 462000 | 477000 | 456000 | 458000 | 416000 | 410000 | 366000 | 372000 | 337000 | 332000 | 308000 | 299000 | 277000 | 264000 | 243000 | 230000 | 200000 | 189000 | 152000 | 141000 | 108000 | 96000 | 74000 | 64000 | 102000 | 80000 | 5430000 | 5418000 | 10848000 | 0 | 1003000 | 996000 | 977000 | 959000 | 939000 | 914000 | 826000 | 738000 | 669000 | 607000 | 541000 | 473000 | 389000 | 293000 | 204000 | 138000 | 182000
| Ecuador | ECU | 815000 | 852000 | 788000 | 823000 | 761000 | 794000 | 766000 | 795000 | 771000 | 796000 | 728000 | 742000 | 679000 | 684000 | 615000 | 614000 | 554000 | 545000 | 502000 | 487000 | 440000 | 424000 | 372000 | 355000 | 310000 | 291000 | 253000 | 233000 | 173000 | 155000 | 130000 | 112000 | 163000 | 120000 | 8819000 | 8824000 | 17643000 | 0 | 1667000 | 1611000 | 1555000 | 1561000 | 1567000 | 1470000 | 1363000 | 1229000 | 1099000 | 989000 | 864000 | 727000 | 601000 | 486000 | 328000 | 242000 | 283000
| Egypt, Arab Rep. | EGY | 6169000 | 6529000 | 5977000 | 6355000 | 4698000 | 4986000 | 4225000 | 4476000 | 4105000 | 4311000 | 3998000 | 4096000 | 3999000 | 4066000 | 3512000 | 3621000 | 2979000 | 3061000 | 2481000 | 2427000 | 2144000 | 2070000 | 1828000 | 1803000 | 1510000 | 1452000 | 1121000 | 1040000 | 908000 | 758000 | 500000 | 365000 | 477000 | 287000 | 50632000 | 51703000 | 102334000 | 0 | 12698000 | 12332000 | 9684000 | 8701000 | 8416000 | 8094000 | 8065000 | 7133000 | 6040000 | 4908000 | 4214000 | 3631000 | 2962000 | 2161000 | 1666000 | 865000 | 764000
| El Salvador | SLV | 281000 | 295000 | 279000 | 292000 | 283000 | 295000 | 292000 | 296000 | 322000 | 311000 | 307000 | 276000 | 260000 | 214000 | 230000 | 178000 | 217000 | 165000 | 196000 | 147000 | 174000 | 129000 | 153000 | 112000 | 128000 | 93000 | 109000 | 76000 | 81000 | 58000 | 63000 | 46000 | 75000 | 52000 | 3450000 | 3036000 | 6486000 | 0 | 576000 | 571000 | 578000 | 588000 | 633000 | 583000 | 474000 | 408000 | 382000 | 343000 | 303000 | 265000 | 221000 | 185000 | 139000 | 109000 | 127000
| Equatorial Guinea | GNQ | 99000 | 101000 | 85000 | 87000 | 71000 | 73000 | 60000 | 61000 | 58000 | 80000 | 56000 | 92000 | 53000 | 91000 | 39000 | 66000 | 27000 | 42000 | 20000 | 27000 | 17000 | 20000 | 12000 | 13000 | 9800 | 9900 | 7700 | 7500 | 4700 | 4400 | 3000 | 2600 | 1900 | 1500 | 623000 | 780000 | 1403000 | 0 | 200000 | 172000 | 144000 | 121000 | 138000 | 148000 | 144000 | 105000 | 69000 | 47000 | 37000 | 25000 | 19700 | 15200 | 9100 | 5600 | 3400
| Eritrea | ERI | 0 | 0 | 0 | 0 | 0 | 0 | 0 | 0 | 0 | 0 | 0 | 0 | 0 | 0 | 0 | 0 | 0 | 0 | 0 | 0 | 0 | 0 | 0 | 0 | 0 | 0 | 0 | 0 | 0 | 0 | 0 | 0 | 0 | 0 | 0 | 0 | 6081196 | 0 | 0 | 0 | 0 | 0 | 0 | 0 | 0 | 0 | 0 | 0 | 0 | 0 | 0 | 0 | 0 | 0 | 0
| Estonia | EST | 33000 | 35000 | 36000 | 38000 | 36000 | 38000 | 30000 | 32000 | 28000 | 29000 | 41000 | 46000 | 47000 | 53000 | 44000 | 47000 | 42000 | 45000 | 47000 | 49000 | 39000 | 37000 | 46000 | 42000 | 47000 | 38000 | 49000 | 34000 | 32000 | 20000 | 36000 | 18000 | 58000 | 20000 | 691000 | 622000 | 1313000 | 0 | 68000 | 74000 | 74000 | 62000 | 57000 | 87000 | 100000 | 91000 | 87000 | 96000 | 76000 | 88000 | 85000 | 83000 | 52000 | 54000 | 78000
| Eswatini | SWZ | 71000 | 73000 | 71000 | 72000 | 74000 | 74000 | 64000 | 65000 | 54000 | 59000 | 48000 | 52000 | 44000 | 38000 | 45000 | 34000 | 34000 | 26000 | 22000 | 22000 | 13000 | 17000 | 10000 | 12000 | 9700 | 10000 | 9500 | 7400 | 8500 | 5100 | 6100 | 2900 | 5600 | 1500 | 590000 | 570000 | 1160000 | 0 | 144000 | 143000 | 148000 | 129000 | 113000 | 100000 | 82000 | 79000 | 60000 | 44000 | 30000 | 22000 | 19700 | 16900 | 13600 | 9000 | 7100
| Ethiopia | ETH | 8271000 | 8520000 | 7526000 | 7721000 | 6854000 | 6999000 | 6433000 | 6543000 | 5816000 | 5931000 | 4802000 | 4890000 | 3758000 | 3761000 | 3183000 | 3091000 | 2488000 | 2446000 | 2033000 | 2071000 | 1661000 | 1568000 | 1316000 | 1159000 | 1110000 | 947000 | 833000 | 736000 | 649000 | 540000 | 401000 | 340000 | 314000 | 255000 | 57447000 | 57517000 | 114964000 | 0 | 16791000 | 15247000 | 13853000 | 12976000 | 11747000 | 9692000 | 7519000 | 6274000 | 4934000 | 4104000 | 3229000 | 2475000 | 2057000 | 1569000 | 1189000 | 741000 | 569000
| Faroe Islands | FRO | 0 | 0 | 0 | 0 | 0 | 0 | 0 | 0 | 0 | 0 | 0 | 0 | 0 | 0 | 0 | 0 | 0 | 0 | 0 | 0 | 0 | 0 | 0 | 0 | 0 | 0 | 0 | 0 | 0 | 0 | 0 | 0 | 0 | 0 | 0 | 0 | 49000 | 0 | 0 | 0 | 0 | 0 | 0 | 0 | 0 | 0 | 0 | 0 | 0 | 0 | 0 | 0 | 0 | 0 | 0
| Fiji | FJI | 43000 | 46000 | 43000 | 45000 | 41000 | 42000 | 37000 | 39000 | 35000 | 37000 | 34000 | 36000 | 33000 | 34000 | 33000 | 35000 | 28000 | 29000 | 24000 | 25000 | 23000 | 24000 | 22000 | 22000 | 18000 | 17000 | 12000 | 11000 | 8500 | 6900 | 5000 | 3300 | 3300 | 2300 | 442000 | 454000 | 896000 | 0 | 89000 | 88000 | 83000 | 76000 | 72000 | 70000 | 67000 | 68000 | 57000 | 49000 | 47000 | 44000 | 35000 | 23000 | 15400 | 8300 | 5600
| Finland | FIN | 129000 | 135000 | 149000 | 156000 | 152000 | 159000 | 145000 | 152000 | 153000 | 161000 | 176000 | 184000 | 169000 | 179000 | 175000 | 185000 | 169000 | 177000 | 154000 | 160000 | 175000 | 176000 | 186000 | 184000 | 182000 | 175000 | 186000 | 171000 | 190000 | 168000 | 125000 | 100000 | 199000 | 113000 | 2812000 | 2736000 | 5548000 | 0 | 264000 | 305000 | 311000 | 297000 | 314000 | 360000 | 348000 | 360000 | 346000 | 314000 | 351000 | 370000 | 357000 | 357000 | 358000 | 225000 | 312000
| France | FRA | 1828000 | 1912000 | 1975000 | 2062000 | 2016000 | 2113000 | 1965000 | 2052000 | 1889000 | 1931000 | 1913000 | 1883000 | 2076000 | 1996000 | 2143000 | 2062000 | 2066000 | 2008000 | 2287000 | 2241000 | 2291000 | 2218000 | 2265000 | 2148000 | 2139000 | 1966000 | 2072000 | 1845000 | 1959000 | 1681000 | 1263000 | 1014000 | 2655000 | 1506000 | 34804000 | 32639000 | 67443000 | 0 | 3740000 | 4037000 | 4129000 | 4017000 | 3820000 | 3796000 | 4072000 | 4205000 | 4074000 | 4528000 | 4509000 | 4413000 | 4105000 | 3917000 | 3640000 | 2277000 | 4161000
| French Polynesia | PYF | 9800 | 10000 | 9400 | 10000 | 11000 | 12000 | 10000 | 11000 | 11000 | 11000 | 9400 | 9600 | 12000 | 11000 | 11000 | 10000 | 9300 | 9700 | 10000 | 10000 | 9000 | 9900 | 8300 | 8400 | 6000 | 6600 | 5200 | 5200 | 2900 | 3000 | 2600 | 2400 | 2500 | 1800 | 139000 | 142000 | 281000 | 0 | 19800 | 19400 | 23000 | 21000 | 22000 | 19000 | 23000 | 21000 | 19000 | 20000 | 18900 | 16700 | 12600 | 10400 | 5900 | 5000 | 4300
| Gabon | GAB | 158000 | 162000 | 139000 | 141000 | 114000 | 116000 | 96000 | 97000 | 89000 | 90000 | 93000 | 95000 | 93000 | 96000 | 76000 | 85000 | 58000 | 71000 | 47000 | 57000 | 37000 | 41000 | 28000 | 28000 | 21000 | 20000 | 16000 | 15000 | 12000 | 10000 | 8600 | 6000 | 7100 | 4100 | 1093000 | 1133000 | 2226000 | 0 | 320000 | 280000 | 230000 | 193000 | 179000 | 188000 | 189000 | 161000 | 129000 | 104000 | 78000 | 56000 | 41000 | 31000 | 22000 | 14600 | 11200
| Gambia, The | GMB | 203000 | 207000 | 175000 | 178000 | 149000 | 151000 | 128000 | 129000 | 115000 | 113000 | 102000 | 99000 | 82000 | 78000 | 64000 | 59000 | 51000 | 46000 | 40000 | 37000 | 35000 | 31000 | 26000 | 24000 | 17000 | 17000 | 13000 | 12000 | 9700 | 9300 | 5700 | 5300 | 3200 | 2700 | 1218000 | 1199000 | 2417000 | 0 | 410000 | 353000 | 300000 | 257000 | 228000 | 201000 | 160000 | 123000 | 97000 | 77000 | 66000 | 50000 | 34000 | 25000 | 19000 | 11000 | 5900
| Georgia | GEO | 121000 | 129000 | 127000 | 137000 | 112000 | 124000 | 95000 | 107000 | 103000 | 115000 | 123000 | 126000 | 135000 | 134000 | 130000 | 126000 | 126000 | 119000 | 122000 | 114000 | 121000 | 107000 | 141000 | 118000 | 130000 | 102000 | 115000 | 81000 | 86000 | 54000 | 59000 | 32000 | 96000 | 42000 | 1943000 | 1769000 | 3711000 | 0 | 250000 | 264000 | 236000 | 202000 | 218000 | 249000 | 269000 | 256000 | 245000 | 236000 | 228000 | 259000 | 232000 | 196000 | 140000 | 91000 | 138000
| Germany | DEU | 1950000 | 2055000 | 1827000 | 1944000 | 1808000 | 1953000 | 1943000 | 2122000 | 2142000 | 2351000 | 2272000 | 2489000 | 2584000 | 2786000 | 2621000 | 2738000 | 2475000 | 2518000 | 2542000 | 2573000 | 3284000 | 3309000 | 3369000 | 3348000 | 2927000 | 2817000 | 2499000 | 2261000 | 2016000 | 1767000 | 1979000 | 1610000 | 3570000 | 2228000 | 41809000 | 40869000 | 82678000 | 0 | 4005000 | 3771000 | 3761000 | 4065000 | 4493000 | 4761000 | 5370000 | 5359000 | 4993000 | 5115000 | 6593000 | 6717000 | 5744000 | 4760000 | 3783000 | 3589000 | 5798000
| Ghana | GHA | 2040000 | 2129000 | 1903000 | 1985000 | 1703000 | 1776000 | 1534000 | 1603000 | 1398000 | 1462000 | 1240000 | 1299000 | 1108000 | 1159000 | 945000 | 979000 | 803000 | 823000 | 699000 | 706000 | 596000 | 594000 | 480000 | 466000 | 346000 | 321000 | 224000 | 200000 | 160000 | 138000 | 89000 | 70000 | 55000 | 41000 | 15323000 | 15750000 | 31073000 | 0 | 4169000 | 3888000 | 3479000 | 3137000 | 2860000 | 2539000 | 2267000 | 1924000 | 1626000 | 1405000 | 1190000 | 946000 | 667000 | 424000 | 298000 | 159000 | 96000
| Gibraltar | GIB | 0 | 0 | 0 | 0 | 0 | 0 | 0 | 0 | 0 | 0 | 0 | 0 | 0 | 0 | 0 | 0 | 0 | 0 | 0 | 0 | 0 | 0 | 0 | 0 | 0 | 0 | 0 | 0 | 0 | 0 | 0 | 0 | 0 | 0 | 0 | 0 | 34000 | 0 | 0 | 0 | 0 | 0 | 0 | 0 | 0 | 0 | 0 | 0 | 0 | 0 | 0 | 0 | 0 | 0 | 0
| Greece | GRC | 203000 | 216000 | 233000 | 249000 | 269000 | 286000 | 263000 | 276000 | 265000 | 277000 | 257000 | 283000 | 294000 | 317000 | 370000 | 386000 | 393000 | 406000 | 406000 | 406000 | 413000 | 402000 | 375000 | 351000 | 365000 | 328000 | 319000 | 275000 | 304000 | 259000 | 229000 | 187000 | 473000 | 332000 | 5431000 | 5235000 | 10665000 | 0 | 419000 | 482000 | 555000 | 539000 | 542000 | 540000 | 611000 | 756000 | 799000 | 812000 | 815000 | 726000 | 693000 | 594000 | 563000 | 416000 | 805000
| Greenland | GRL | 0 | 0 | 0 | 0 | 0 | 0 | 0 | 0 | 0 | 0 | 0 | 0 | 0 | 0 | 0 | 0 | 0 | 0 | 0 | 0 | 0 | 0 | 0 | 0 | 0 | 0 | 0 | 0 | 0 | 0 | 0 | 0 | 0 | 0 | 0 | 0 | 57616 | 0 | 0 | 0 | 0 | 0 | 0 | 0 | 0 | 0 | 0 | 0 | 0 | 0 | 0 | 0 | 0 | 0 | 0
| Grenada | GRD | 4400 | 4600 | 4500 | 4700 | 4200 | 4400 | 3700 | 3800 | 4300 | 4400 | 4700 | 4800 | 4600 | 4800 | 4400 | 4400 | 3300 | 3300 | 3000 | 3300 | 2900 | 3100 | 3100 | 3100 | 2900 | 2800 | 1900 | 1900 | 1500 | 1300 | 1200 | 800 | 1500 | 900 | 56000 | 57000 | 113000 | 0 | 9000 | 9200 | 8600 | 7500 | 8700 | 9500 | 9400 | 8800 | 6600 | 6300 | 6000 | 6200 | 5700 | 3800 | 2800 | 2000 | 2400
| Guam | GUM | 6600 | 7000 | 6500 | 6900 | 6500 | 6800 | 6700 | 7100 | 6600 | 7200 | 6400 | 6800 | 5800 | 5900 | 5000 | 5100 | 4800 | 4900 | 5100 | 5200 | 5000 | 5300 | 4800 | 5100 | 3900 | 3900 | 3300 | 3100 | 2600 | 2300 | 1600 | 1300 | 2300 | 1300 | 84000 | 85000 | 169000 | 0 | 13600 | 13400 | 13300 | 13800 | 13800 | 13200 | 11700 | 10100 | 9700 | 10300 | 10300 | 9900 | 7800 | 6400 | 4900 | 2900 | 3600
| Guatemala | GTM | 1010000 | 1055000 | 969000 | 1013000 | 942000 | 984000 | 954000 | 992000 | 889000 | 913000 | 804000 | 807000 | 687000 | 667000 | 610000 | 568000 | 509000 | 447000 | 407000 | 339000 | 323000 | 260000 | 262000 | 208000 | 218000 | 174000 | 180000 | 147000 | 123000 | 99000 | 89000 | 72000 | 110000 | 84000 | 9088000 | 8827000 | 17916000 | 0 | 2065000 | 1982000 | 1926000 | 1946000 | 1802000 | 1611000 | 1354000 | 1178000 | 956000 | 746000 | 583000 | 470000 | 392000 | 327000 | 222000 | 161000 | 194000
| Guinea | GIN | 1043000 | 1057000 | 927000 | 939000 | 838000 | 850000 | 748000 | 763000 | 645000 | 660000 | 530000 | 530000 | 430000 | 398000 | 351000 | 292000 | 284000 | 216000 | 233000 | 166000 | 197000 | 136000 | 170000 | 111000 | 142000 | 88000 | 111000 | 67000 | 66000 | 39000 | 40000 | 25000 | 24000 | 15000 | 6780000 | 6353000 | 13133000 | 0 | 2100000 | 1866000 | 1688000 | 1511000 | 1305000 | 1060000 | 828000 | 643000 | 500000 | 399000 | 333000 | 281000 | 230000 | 178000 | 105000 | 65000 | 39000
| Guinea-Bissau | GNB | 151000 | 154000 | 138000 | 140000 | 121000 | 122000 | 104000 | 104000 | 91000 | 90000 | 83000 | 79000 | 72000 | 67000 | 60000 | 55000 | 46000 | 42000 | 36000 | 33000 | 27000 | 24000 | 22000 | 19000 | 19000 | 14000 | 16000 | 11000 | 9700 | 6000 | 5700 | 3300 | 3300 | 1600 | 1005000 | 963000 | 1968000 | 0 | 305000 | 278000 | 243000 | 208000 | 181000 | 162000 | 139000 | 115000 | 88000 | 69000 | 51000 | 41000 | 33000 | 27000 | 15700 | 9000 | 4900
| Guyana | GUY | 36000 | 38000 | 36000 | 38000 | 35000 | 36000 | 37000 | 38000 | 37000 | 40000 | 33000 | 35000 | 22000 | 22000 | 25000 | 24000 | 23000 | 23000 | 23000 | 22000 | 21000 | 22000 | 19000 | 18000 | 15000 | 15000 | 12000 | 9500 | 7800 | 7200 | 4400 | 3500 | 6200 | 4800 | 391000 | 396000 | 787000 | 0 | 74000 | 74000 | 71000 | 75000 | 77000 | 68000 | 44000 | 49000 | 46000 | 45000 | 43000 | 37000 | 30000 | 21500 | 15000 | 7900 | 11000
| Haiti | HTI | 619000 | 644000 | 608000 | 630000 | 592000 | 610000 | 569000 | 576000 | 536000 | 529000 | 496000 | 483000 | 461000 | 445000 | 422000 | 404000 | 325000 | 302000 | 252000 | 227000 | 221000 | 203000 | 192000 | 173000 | 153000 | 140000 | 124000 | 107000 | 84000 | 67000 | 61000 | 48000 | 59000 | 40000 | 5776000 | 5626000 | 11403000 | 0 | 1263000 | 1238000 | 1202000 | 1145000 | 1065000 | 979000 | 906000 | 826000 | 627000 | 479000 | 424000 | 365000 | 293000 | 231000 | 151000 | 109000 | 99000
| Honduras | HND | 497000 | 520000 | 484000 | 505000 | 502000 | 522000 | 510000 | 531000 | 499000 | 516000 | 440000 | 451000 | 389000 | 394000 | 345000 | 342000 | 295000 | 285000 | 241000 | 226000 | 199000 | 182000 | 158000 | 141000 | 126000 | 111000 | 98000 | 85000 | 66000 | 56000 | 46000 | 37000 | 61000 | 43000 | 4956000 | 4949000 | 9905000 | 0 | 1017000 | 989000 | 1024000 | 1041000 | 1015000 | 891000 | 783000 | 687000 | 580000 | 467000 | 381000 | 299000 | 237000 | 183000 | 122000 | 83000 | 104000
| Hong Kong SAR, China | HKG | 176000 | 190000 | 142000 | 162000 | 136000 | 152000 | 130000 | 139000 | 187000 | 191000 | 268000 | 229000 | 312000 | 229000 | 357000 | 234000 | 343000 | 228000 | 333000 | 235000 | 327000 | 247000 | 347000 | 298000 | 300000 | 295000 | 238000 | 226000 | 178000 | 170000 | 93000 | 90000 | 227000 | 155000 | 4094000 | 3470000 | 7564000 | 0 | 366000 | 304000 | 288000 | 269000 | 378000 | 497000 | 541000 | 591000 | 571000 | 568000 | 574000 | 645000 | 595000 | 464000 | 348000 | 183000 | 382000
| Hungary | HUN | 225000 | 238000 | 219000 | 230000 | 236000 | 249000 | 237000 | 251000 | 253000 | 267000 | 311000 | 325000 | 300000 | 314000 | 321000 | 326000 | 406000 | 411000 | 386000 | 390000 | 331000 | 320000 | 291000 | 264000 | 350000 | 289000 | 383000 | 290000 | 286000 | 191000 | 236000 | 136000 | 308000 | 125000 | 5080000 | 4615000 | 9695000 | 0 | 463000 | 449000 | 485000 | 488000 | 520000 | 636000 | 614000 | 647000 | 817000 | 776000 | 651000 | 555000 | 639000 | 673000 | 477000 | 372000 | 433000
| Iceland | ISL | 10000 | 11000 | 12000 | 12000 | 12000 | 13000 | 11000 | 11000 | 11000 | 12000 | 13000 | 14000 | 12000 | 12000 | 12000 | 13000 | 11000 | 12000 | 11000 | 11000 | 11000 | 11000 | 11000 | 11000 | 11000 | 11000 | 9000 | 9000 | 7300 | 7400 | 5200 | 4700 | 7800 | 5700 | 179000 | 180000 | 359000 | 0 | 21000 | 24000 | 25000 | 22000 | 23000 | 27000 | 24000 | 25000 | 23000 | 22000 | 22000 | 22000 | 22000 | 18000 | 14700 | 9900 | 13500
| India | IND | 55651000 | 61228000 | 56105000 | 61877000 | 59853000 | 66303000 | 59375000 | 66671000 | 57639000 | 64866000 | 55358000 | 62039000 | 53301000 | 58875000 | 49466000 | 53994000 | 43589000 | 46631000 | 38684000 | 40757000 | 33673000 | 35203000 | 29106000 | 30150000 | 24196000 | 24695000 | 19092000 | 19168000 | 12464000 | 11628000 | 8021000 | 7063000 | 7331000 | 5953000 | 662903000 | 717101000 | 1380004000 | 0 | 116879000 | 117982000 | 126156000 | 126046000 | 122505000 | 117397000 | 112176000 | 103460000 | 90220000 | 79441000 | 68876000 | 59256000 | 48891000 | 38260000 | 24092000 | 15084000 | 13284000
| Indonesia | IDN | 11566000 | 12093000 | 11887000 | 12411000 | 11175000 | 11810000 | 11310000 | 12008000 | 11028000 | 11626000 | 10278000 | 10640000 | 10018000 | 9955000 | 10603000 | 10590000 | 9787000 | 9894000 | 8997000 | 9169000 | 7947000 | 8008000 | 6660000 | 6540000 | 5245000 | 5149000 | 3576000 | 3560000 | 2525000 | 2092000 | 1685000 | 1272000 | 1519000 | 900000 | 135806000 | 137718000 | 273524000 | 0 | 23659000 | 24298000 | 22985000 | 23318000 | 22654000 | 20918000 | 19973000 | 21193000 | 19681000 | 18166000 | 15955000 | 13200000 | 10394000 | 7136000 | 4617000 | 2957000 | 2419000
| Iran, Islamic Rep. | IRN | 3724000 | 3913000 | 3362000 | 3567000 | 3032000 | 3186000 | 2700000 | 2830000 | 2755000 | 2801000 | 3404000 | 3382000 | 4255000 | 4212000 | 4152000 | 4120000 | 3220000 | 3271000 | 2556000 | 2608000 | 2297000 | 2322000 | 1851000 | 1826000 | 1572000 | 1560000 | 1136000 | 1129000 | 738000 | 710000 | 435000 | 471000 | 394000 | 500000 | 41585000 | 42408000 | 83993000 | 0 | 7637000 | 6929000 | 6218000 | 5530000 | 5556000 | 6786000 | 8467000 | 8272000 | 6491000 | 5164000 | 4619000 | 3677000 | 3132000 | 2265000 | 1448000 | 906000 | 894000
| Iraq | IRQ | 2612000 | 2768000 | 2542000 | 2687000 | 2218000 | 2341000 | 2023000 | 2129000 | 1858000 | 1941000 | 1647000 | 1719000 | 1435000 | 1493000 | 1214000 | 1262000 | 1061000 | 1089000 | 896000 | 890000 | 731000 | 684000 | 496000 | 430000 | 363000 | 306000 | 340000 | 283000 | 178000 | 154000 | 135000 | 107000 | 114000 | 74000 | 19865000 | 20358000 | 40222000 | 0 | 5380000 | 5229000 | 4559000 | 4152000 | 3799000 | 3366000 | 2928000 | 2476000 | 2150000 | 1786000 | 1415000 | 926000 | 669000 | 623000 | 332000 | 242000 | 188000
| Ireland | IRL | 152000 | 161000 | 174000 | 184000 | 175000 | 182000 | 153000 | 159000 | 143000 | 147000 | 136000 | 141000 | 156000 | 155000 | 198000 | 187000 | 203000 | 192000 | 186000 | 182000 | 157000 | 155000 | 145000 | 143000 | 127000 | 123000 | 117000 | 113000 | 101000 | 96000 | 70000 | 64000 | 92000 | 66000 | 2484000 | 2449000 | 4933000 | 0 | 313000 | 358000 | 357000 | 312000 | 290000 | 277000 | 311000 | 385000 | 395000 | 368000 | 312000 | 288000 | 250000 | 230000 | 197000 | 134000 | 158000
| Isle of Man | IMN | 0 | 0 | 0 | 0 | 0 | 0 | 0 | 0 | 0 | 0 | 0 | 0 | 0 | 0 | 0 | 0 | 0 | 0 | 0 | 0 | 0 | 0 | 0 | 0 | 0 | 0 | 0 | 0 | 0 | 0 | 0 | 0 | 0 | 0 | 0 | 0 | 85000 | 0 | 0 | 0 | 0 | 0 | 0 | 0 | 0 | 0 | 0 | 0 | 0 | 0 | 0 | 0 | 0 | 0 | 0
| Israel | ISR | 437000 | 460000 | 423000 | 447000 | 379000 | 401000 | 343000 | 362000 | 321000 | 338000 | 296000 | 310000 | 295000 | 302000 | 295000 | 295000 | 289000 | 286000 | 265000 | 260000 | 224000 | 217000 | 206000 | 194000 | 194000 | 176000 | 199000 | 175000 | 163000 | 142000 | 99000 | 82000 | 167000 | 109000 | 4597000 | 4555000 | 9152000 | 0 | 897000 | 870000 | 780000 | 705000 | 659000 | 606000 | 597000 | 590000 | 575000 | 525000 | 441000 | 400000 | 370000 | 374000 | 305000 | 181000 | 276000
| Italy | ITA | 1123000 | 1193000 | 1291000 | 1370000 | 1382000 | 1465000 | 1387000 | 1479000 | 1411000 | 1521000 | 1530000 | 1620000 | 1657000 | 1697000 | 1802000 | 1818000 | 2089000 | 2085000 | 2423000 | 2393000 | 2479000 | 2412000 | 2376000 | 2267000 | 2043000 | 1896000 | 1845000 | 1674000 | 1799000 | 1581000 | 1450000 | 1178000 | 2827000 | 1686000 | 30915000 | 29334000 | 60250000 | 0 | 2316000 | 2661000 | 2847000 | 2866000 | 2932000 | 3150000 | 3354000 | 3620000 | 4174000 | 4816000 | 4891000 | 4643000 | 3939000 | 3519000 | 3380000 | 2628000 | 4513000
| Jamaica | JAM | 113000 | 118000 | 115000 | 119000 | 112000 | 115000 | 117000 | 122000 | 128000 | 133000 | 125000 | 129000 | 115000 | 117000 | 108000 | 103000 | 95000 | 84000 | 94000 | 85000 | 89000 | 82000 | 76000 | 73000 | 66000 | 58000 | 46000 | 44000 | 36000 | 35000 | 25000 | 23000 | 31000 | 28000 | 1492000 | 1470000 | 2961000 | 0 | 231000 | 234000 | 227000 | 239000 | 261000 | 254000 | 232000 | 211000 | 179000 | 179000 | 171000 | 149000 | 124000 | 90000 | 71000 | 48000 | 59000
| Japan | JPN | 2310000 | 2438000 | 2611000 | 2756000 | 2690000 | 2838000 | 2758000 | 2908000 | 2902000 | 3056000 | 2980000 | 3131000 | 3293000 | 3453000 | 3723000 | 3893000 | 4134000 | 4279000 | 4884000 | 5056000 | 4266000 | 4337000 | 3893000 | 3939000 | 3738000 | 3709000 | 4256000 | 4070000 | 4784000 | 4285000 | 3872000 | 3140000 | 7211000 | 4067000 | 64306000 | 61355000 | 125661000 | 0 | 4748000 | 5367000 | 5528000 | 5666000 | 5958000 | 6111000 | 6746000 | 7616000 | 8413000 | 9940000 | 8603000 | 7832000 | 7447000 | 8326000 | 9069000 | 7012000 | 11278000
| Jordan | JOR | 516000 | 543000 | 566000 | 588000 | 563000 | 577000 | 515000 | 525000 | 466000 | 474000 | 428000 | 435000 | 384000 | 393000 | 350000 | 363000 | 295000 | 311000 | 258000 | 277000 | 209000 | 224000 | 160000 | 162000 | 111000 | 106000 | 77000 | 72000 | 60000 | 52000 | 43000 | 36000 | 36000 | 28000 | 5037000 | 5166000 | 10203000 | 0 | 1059000 | 1154000 | 1140000 | 1040000 | 940000 | 863000 | 777000 | 713000 | 606000 | 535000 | 433000 | 322000 | 217000 | 149000 | 112000 | 79000 | 64000
| Kazakhstan | KAZ | 924000 | 984000 | 940000 | 995000 | 774000 | 820000 | 541000 | 568000 | 533000 | 560000 | 728000 | 735000 | 837000 | 810000 | 665000 | 662000 | 599000 | 577000 | 565000 | 530000 | 516000 | 456000 | 573000 | 482000 | 455000 | 351000 | 377000 | 246000 | 200000 | 118000 | 157000 | 74000 | 217000 | 85000 | 9600000 | 9053000 | 18654000 | 0 | 1908000 | 1935000 | 1594000 | 1109000 | 1093000 | 1463000 | 1647000 | 1327000 | 1176000 | 1095000 | 972000 | 1055000 | 806000 | 623000 | 318000 | 231000 | 302000
| Kenya | KEN | 3486000 | 3558000 | 3461000 | 3508000 | 3341000 | 3395000 | 2989000 | 3022000 | 2617000 | 2619000 | 2191000 | 2167000 | 2030000 | 1993000 | 1743000 | 1704000 | 1397000 | 1362000 | 1088000 | 1055000 | 822000 | 782000 | 628000 | 574000 | 477000 | 411000 | 351000 | 279000 | 220000 | 161000 | 117000 | 76000 | 94000 | 50000 | 27053000 | 26719000 | 53771000 | 0 | 7044000 | 6969000 | 6736000 | 6011000 | 5236000 | 4358000 | 4023000 | 3447000 | 2759000 | 2143000 | 1604000 | 1202000 | 888000 | 630000 | 381000 | 193000 | 144000
| Kiribati | KIR | 7400 | 7800 | 6800 | 7500 | 6600 | 6800 | 5000 | 5200 | 5400 | 5500 | 4800 | 4800 | 4700 | 4400 | 4000 | 3600 | 3300 | 3000 | 2600 | 2300 | 2900 | 2500 | 2400 | 2200 | 1700 | 1400 | 1200 | 900 | 900 | 600 | 600 | 300 | 400 | 200 | 61000 | 59000 | 119000 | 0 | 15200 | 14300 | 13400 | 10200 | 10900 | 9600 | 9100 | 7600 | 6300 | 4900 | 5400 | 4600 | 3100 | 2100 | 1500 | 900 | 600
| Korea, Dem. People’s Rep. | PRK | 852000 | 894000 | 823000 | 862000 | 824000 | 861000 | 919000 | 957000 | 948000 | 993000 | 974000 | 1010000 | 911000 | 940000 | 884000 | 907000 | 772000 | 785000 | 1077000 | 1081000 | 1078000 | 1062000 | 760000 | 722000 | 778000 | 695000 | 378000 | 284000 | 461000 | 285000 | 380000 | 179000 | 352000 | 92000 | 13170000 | 12608000 | 25779000 | 0 | 1746000 | 1685000 | 1685000 | 1876000 | 1941000 | 1984000 | 1851000 | 1791000 | 1557000 | 2158000 | 2140000 | 1482000 | 1473000 | 662000 | 746000 | 559000 | 444000
| Korea, Rep. | KOR | 934000 | 987000 | 1112000 | 1173000 | 1116000 | 1190000 | 1202000 | 1306000 | 1553000 | 1705000 | 1650000 | 1895000 | 1569000 | 1756000 | 1846000 | 2000000 | 1933000 | 2041000 | 2134000 | 2214000 | 2174000 | 2196000 | 2105000 | 2109000 | 1943000 | 1880000 | 1409000 | 1304000 | 1082000 | 942000 | 909000 | 673000 | 1257000 | 623000 | 25929000 | 25992000 | 51922000 | 0 | 1921000 | 2285000 | 2306000 | 2508000 | 3258000 | 3545000 | 3325000 | 3846000 | 3974000 | 4348000 | 4370000 | 4214000 | 3823000 | 2713000 | 2024000 | 1582000 | 1880000
| Kosovo | XKX | 0 | 0 | 0 | 0 | 0 | 0 | 0 | 0 | 0 | 0 | 0 | 0 | 0 | 0 | 0 | 0 | 0 | 0 | 0 | 0 | 0 | 0 | 0 | 0 | 0 | 0 | 0 | 0 | 0 | 0 | 0 | 0 | 0 | 0 | 0 | 0 | 1870000 | 0 | 0 | 0 | 0 | 0 | 0 | 0 | 0 | 0 | 0 | 0 | 0 | 0 | 0 | 0 | 0 | 0 | 0
| Kuwait | KWT | 141000 | 148000 | 148000 | 171000 | 135000 | 173000 | 101000 | 124000 | 94000 | 113000 | 89000 | 148000 | 140000 | 226000 | 186000 | 326000 | 174000 | 340000 | 161000 | 290000 | 119000 | 228000 | 70000 | 144000 | 49000 | 100000 | 23000 | 48000 | 14000 | 18000 | 6800 | 9600 | 4500 | 5600 | 1656000 | 2614000 | 4271000 | 0 | 289000 | 319000 | 308000 | 225000 | 207000 | 237000 | 366000 | 512000 | 514000 | 451000 | 347000 | 214000 | 149000 | 71000 | 32000 | 16400 | 10100
| Kyrgyz Republic | KGZ | 368000 | 388000 | 373000 | 392000 | 293000 | 305000 | 244000 | 253000 | 251000 | 261000 | 278000 | 287000 | 286000 | 283000 | 219000 | 221000 | 182000 | 178000 | 167000 | 156000 | 154000 | 140000 | 152000 | 132000 | 121000 | 98000 | 82000 | 61000 | 49000 | 30000 | 22000 | 11000 | 40000 | 14000 | 3279000 | 3210000 | 6489000 | 0 | 756000 | 765000 | 598000 | 497000 | 512000 | 565000 | 569000 | 440000 | 360000 | 323000 | 294000 | 284000 | 219000 | 143000 | 79000 | 33000 | 54000
| Lao PDR | LAO | 391000 | 406000 | 378000 | 392000 | 372000 | 385000 | 350000 | 359000 | 343000 | 349000 | 334000 | 337000 | 293000 | 298000 | 248000 | 247000 | 209000 | 208000 | 178000 | 178000 | 146000 | 143000 | 119000 | 119000 | 93000 | 92000 | 70000 | 64000 | 48000 | 36000 | 30000 | 22000 | 24000 | 16000 | 3624000 | 3652000 | 7276000 | 0 | 797000 | 770000 | 757000 | 709000 | 692000 | 671000 | 591000 | 495000 | 417000 | 356000 | 289000 | 238000 | 185000 | 134000 | 84000 | 52000 | 40000
| Latvia | LVA | 55000 | 60000 | 45000 | 49000 | 50000 | 53000 | 43000 | 44000 | 34000 | 37000 | 58000 | 62000 | 70000 | 73000 | 60000 | 62000 | 62000 | 60000 | 69000 | 65000 | 63000 | 57000 | 79000 | 67000 | 74000 | 57000 | 73000 | 48000 | 48000 | 27000 | 61000 | 28000 | 81000 | 27000 | 1027000 | 878000 | 1905000 | 0 | 115000 | 94000 | 103000 | 87000 | 71000 | 120000 | 143000 | 122000 | 122000 | 134000 | 120000 | 146000 | 131000 | 121000 | 75000 | 89000 | 108000
| Lebanon | LBN | 277000 | 289000 | 279000 | 307000 | 265000 | 294000 | 285000 | 291000 | 299000 | 294000 | 303000 | 280000 | 282000 | 240000 | 259000 | 229000 | 229000 | 224000 | 203000 | 207000 | 177000 | 213000 | 137000 | 198000 | 115000 | 134000 | 107000 | 92000 | 69000 | 63000 | 41000 | 39000 | 63000 | 42000 | 3390000 | 3436000 | 6825000 | 0 | 566000 | 586000 | 559000 | 576000 | 593000 | 583000 | 522000 | 488000 | 453000 | 410000 | 390000 | 335000 | 249000 | 199000 | 132000 | 80000 | 105000
| Lesotho | LSO | 126000 | 128000 | 113000 | 113000 | 106000 | 105000 | 108000 | 108000 | 101000 | 103000 | 94000 | 97000 | 84000 | 91000 | 72000 | 81000 | 56000 | 63000 | 45000 | 45000 | 40000 | 34000 | 37000 | 29000 | 33000 | 22000 | 25000 | 16000 | 18000 | 11000 | 12000 | 6400 | 12000 | 3700 | 1085000 | 1057000 | 2142000 | 0 | 254000 | 226000 | 211000 | 216000 | 204000 | 191000 | 175000 | 153000 | 119000 | 90000 | 74000 | 66000 | 55000 | 41000 | 29000 | 18400 | 15700
| Liberia | LBR | 363000 | 378000 | 332000 | 346000 | 306000 | 317000 | 272000 | 280000 | 229000 | 234000 | 188000 | 190000 | 166000 | 168000 | 147000 | 149000 | 122000 | 123000 | 100000 | 99000 | 80000 | 78000 | 65000 | 61000 | 52000 | 46000 | 39000 | 32000 | 25000 | 20000 | 18000 | 14000 | 12000 | 8600 | 2515000 | 2543000 | 5058000 | 0 | 741000 | 678000 | 623000 | 552000 | 463000 | 378000 | 334000 | 296000 | 245000 | 199000 | 158000 | 126000 | 98000 | 71000 | 45000 | 32000 | 20600
| Libya | LBY | 303000 | 321000 | 322000 | 340000 | 304000 | 320000 | 274000 | 288000 | 266000 | 276000 | 274000 | 279000 | 293000 | 293000 | 288000 | 290000 | 277000 | 287000 | 237000 | 248000 | 182000 | 190000 | 125000 | 120000 | 86000 | 78000 | 64000 | 57000 | 43000 | 36000 | 33000 | 27000 | 31000 | 21000 | 3403000 | 3469000 | 6871000 | 0 | 624000 | 662000 | 624000 | 562000 | 542000 | 553000 | 586000 | 578000 | 564000 | 485000 | 372000 | 245000 | 164000 | 121000 | 79000 | 60000 | 52000
| Liechtenstein | LIE | 0 | 0 | 0 | 0 | 0 | 0 | 0 | 0 | 0 | 0 | 0 | 0 | 0 | 0 | 0 | 0 | 0 | 0 | 0 | 0 | 0 | 0 | 0 | 0 | 0 | 0 | 0 | 0 | 0 | 0 | 0 | 0 | 0 | 0 | 0 | 0 | 38000 | 0 | 0 | 0 | 0 | 0 | 0 | 0 | 0 | 0 | 0 | 0 | 0 | 0 | 0 | 0 | 0 | 0 | 0
| Lithuania | LTU | 72000 | 76000 | 77000 | 81000 | 60000 | 63000 | 60000 | 64000 | 66000 | 70000 | 89000 | 98000 | 91000 | 98000 | 74000 | 79000 | 82000 | 81000 | 102000 | 96000 | 98000 | 89000 | 130000 | 109000 | 107000 | 82000 | 102000 | 67000 | 71000 | 39000 | 79000 | 38000 | 126000 | 49000 | 1486000 | 1281000 | 2767000 | 0 | 148000 | 158000 | 123000 | 124000 | 136000 | 187000 | 189000 | 153000 | 163000 | 198000 | 187000 | 239000 | 189000 | 169000 | 110000 | 117000 | 175000
| Luxembourg | LUX | 16000 | 17000 | 16000 | 17000 | 15000 | 16000 | 17000 | 18000 | 19000 | 20000 | 22000 | 23000 | 24000 | 24000 | 24000 | 24000 | 22000 | 24000 | 23000 | 25000 | 23000 | 25000 | 21000 | 22000 | 17000 | 18000 | 14000 | 14000 | 11000 | 11000 | 8500 | 7000 | 15000 | 9500 | 307000 | 314000 | 622000 | 0 | 33000 | 33000 | 31000 | 35000 | 39000 | 45000 | 48000 | 48000 | 46000 | 48000 | 48000 | 43000 | 35000 | 28000 | 22000 | 15500 | 24500
| Macao SAR, China | MAC | 18000 | 18000 | 16000 | 17000 | 12000 | 13000 | 11000 | 12000 | 18000 | 18000 | 26000 | 26000 | 36000 | 32000 | 32000 | 30000 | 22000 | 22000 | 28000 | 22000 | 27000 | 20000 | 29000 | 24000 | 22000 | 22000 | 17000 | 17000 | 10000 | 11000 | 4800 | 4400 | 8600 | 5100 | 337000 | 312000 | 649000 | 0 | 36000 | 33000 | 25000 | 23000 | 36000 | 52000 | 68000 | 62000 | 44000 | 50000 | 47000 | 53000 | 44000 | 34000 | 21000 | 9200 | 13700
| Madagascar | MDG | 2031000 | 2079000 | 1808000 | 1845000 | 1655000 | 1676000 | 1503000 | 1509000 | 1341000 | 1335000 | 1115000 | 1108000 | 917000 | 913000 | 771000 | 771000 | 658000 | 656000 | 543000 | 531000 | 439000 | 420000 | 353000 | 328000 | 277000 | 252000 | 205000 | 181000 | 122000 | 102000 | 76000 | 59000 | 63000 | 50000 | 13876000 | 13815000 | 27691000 | 0 | 4110000 | 3653000 | 3331000 | 3012000 | 2676000 | 2223000 | 1830000 | 1542000 | 1314000 | 1074000 | 859000 | 681000 | 529000 | 386000 | 224000 | 135000 | 113000
| Malawi | MWI | 1447000 | 1477000 | 1357000 | 1382000 | 1275000 | 1287000 | 1088000 | 1088000 | 925000 | 914000 | 782000 | 757000 | 663000 | 630000 | 510000 | 484000 | 414000 | 393000 | 325000 | 304000 | 255000 | 227000 | 197000 | 167000 | 154000 | 124000 | 115000 | 88000 | 91000 | 62000 | 58000 | 34000 | 40000 | 19000 | 9696000 | 9434000 | 19130000 | 0 | 2924000 | 2739000 | 2562000 | 2176000 | 1839000 | 1539000 | 1293000 | 994000 | 807000 | 629000 | 482000 | 364000 | 278000 | 203000 | 153000 | 92000 | 59000
| Malaysia | MYS | 1279000 | 1356000 | 1217000 | 1291000 | 1188000 | 1258000 | 1293000 | 1377000 | 1389000 | 1474000 | 1414000 | 1493000 | 1417000 | 1513000 | 1286000 | 1435000 | 989000 | 1107000 | 921000 | 974000 | 834000 | 841000 | 709000 | 762000 | 606000 | 617000 | 468000 | 459000 | 343000 | 315000 | 193000 | 175000 | 190000 | 183000 | 15735000 | 16631000 | 32366000 | 0 | 2635000 | 2508000 | 2446000 | 2670000 | 2863000 | 2907000 | 2930000 | 2721000 | 2096000 | 1895000 | 1675000 | 1471000 | 1223000 | 927000 | 658000 | 368000 | 373000
| Maldives | MDV | 17000 | 18000 | 18000 | 19000 | 16000 | 17000 | 13000 | 14000 | 15000 | 36000 | 20000 | 69000 | 22000 | 60000 | 19000 | 36000 | 13000 | 23000 | 11000 | 17000 | 9300 | 11000 | 7800 | 7500 | 5900 | 5700 | 3300 | 3300 | 2100 | 2300 | 2000 | 2100 | 2100 | 2300 | 198000 | 343000 | 541000 | 0 | 35000 | 37000 | 33000 | 27000 | 51000 | 89000 | 82000 | 55000 | 36000 | 28000 | 20300 | 15300 | 11600 | 6600 | 4400 | 4100 | 4400
| Mali | MLI | 1772000 | 1834000 | 1551000 | 1604000 | 1357000 | 1402000 | 1110000 | 1141000 | 880000 | 896000 | 712000 | 716000 | 584000 | 583000 | 499000 | 494000 | 419000 | 408000 | 337000 | 322000 | 256000 | 233000 | 194000 | 166000 | 154000 | 126000 | 123000 | 99000 | 80000 | 61000 | 51000 | 39000 | 28000 | 22000 | 10106000 | 10145000 | 20251000 | 0 | 3606000 | 3155000 | 2759000 | 2251000 | 1776000 | 1428000 | 1167000 | 993000 | 827000 | 659000 | 489000 | 360000 | 280000 | 222000 | 141000 | 90000 | 50000
| Malta | MLT | 12000 | 12000 | 11000 | 12000 | 11000 | 12000 | 11000 | 12000 | 13000 | 14000 | 16000 | 17000 | 17000 | 19000 | 17000 | 19000 | 17000 | 18000 | 15000 | 16000 | 14000 | 14000 | 15000 | 16000 | 17000 | 16000 | 15000 | 15000 | 16000 | 15000 | 10000 | 8700 | 15000 | 8900 | 242000 | 244000 | 486000 | 0 | 24000 | 23000 | 23000 | 23000 | 27000 | 33000 | 36000 | 36000 | 35000 | 31000 | 28000 | 31000 | 33000 | 30000 | 31000 | 18700 | 23900
| Marshall Islands | MHL | 0 | 0 | 0 | 0 | 0 | 0 | 0 | 0 | 0 | 0 | 0 | 0 | 0 | 0 | 0 | 0 | 0 | 0 | 0 | 0 | 0 | 0 | 0 | 0 | 0 | 0 | 0 | 0 | 0 | 0 | 0 | 0 | 0 | 0 | 0 | 0 | 59000 | 0 | 0 | 0 | 0 | 0 | 0 | 0 | 0 | 0 | 0 | 0 | 0 | 0 | 0 | 0 | 0 | 0 | 0
| Mauritania | MRT | 339000 | 351000 | 304000 | 314000 | 265000 | 272000 | 232000 | 238000 | 205000 | 211000 | 183000 | 188000 | 165000 | 169000 | 141000 | 144000 | 117000 | 118000 | 94000 | 94000 | 76000 | 73000 | 61000 | 56000 | 47000 | 42000 | 34000 | 28000 | 24000 | 17000 | 15000 | 10000 | 12000 | 7000 | 2315000 | 2335000 | 4650000 | 0 | 690000 | 618000 | 537000 | 470000 | 416000 | 371000 | 334000 | 285000 | 235000 | 188000 | 149000 | 117000 | 89000 | 62000 | 41000 | 25000 | 19000
| Mauritius | MUS | 31000 | 33000 | 34000 | 35000 | 39000 | 41000 | 46000 | 48000 | 47000 | 47000 | 51000 | 52000 | 44000 | 44000 | 43000 | 44000 | 49000 | 50000 | 41000 | 42000 | 43000 | 42000 | 46000 | 44000 | 39000 | 36000 | 33000 | 29000 | 25000 | 20000 | 14000 | 10000 | 18000 | 9500 | 644000 | 627000 | 1270000 | 0 | 64000 | 69000 | 80000 | 94000 | 94000 | 103000 | 88000 | 87000 | 99000 | 83000 | 85000 | 90000 | 75000 | 62000 | 45000 | 24000 | 27500
| Mexico | MEX | 5354000 | 5605000 | 5479000 | 5732000 | 5448000 | 5693000 | 5515000 | 5695000 | 5435000 | 5505000 | 5412000 | 5384000 | 5041000 | 4748000 | 4746000 | 4344000 | 4502000 | 4030000 | 4233000 | 3783000 | 3689000 | 3236000 | 3091000 | 2742000 | 2500000 | 2169000 | 1938000 | 1657000 | 1341000 | 1126000 | 948000 | 774000 | 1190000 | 848000 | 65861000 | 63071000 | 128933000 | 0 | 10959000 | 11211000 | 11141000 | 11210000 | 10940000 | 10796000 | 9789000 | 9090000 | 8532000 | 8016000 | 6925000 | 5833000 | 4669000 | 3595000 | 2467000 | 1722000 | 2038000
| Micronesia, Fed. Sts. | FSM | 6000 | 6300 | 5700 | 6100 | 5800 | 6000 | 5600 | 5900 | 5600 | 6000 | 5100 | 5600 | 3900 | 4400 | 3400 | 3400 | 2900 | 3100 | 2800 | 2700 | 2600 | 2500 | 2300 | 2400 | 2000 | 1900 | 1400 | 1400 | 800 | 600 | 300 | 200 | 300 | 100 | 57000 | 58000 | 115000 | 0 | 12300 | 11800 | 11800 | 11500 | 11600 | 10700 | 8300 | 6800 | 6000 | 5500 | 5100 | 4700 | 3900 | 2800 | 1400 | 500 | 400
| Moldova | MDA | 86000 | 91000 | 94000 | 100000 | 92000 | 97000 | 85000 | 91000 | 103000 | 108000 | 141000 | 147000 | 180000 | 185000 | 153000 | 158000 | 133000 | 131000 | 118000 | 110000 | 109000 | 96000 | 137000 | 113000 | 128000 | 98000 | 119000 | 82000 | 56000 | 36000 | 46000 | 24000 | 56000 | 21000 | 1837000 | 1688000 | 3525000 | 0 | 177000 | 194000 | 189000 | 176000 | 211000 | 288000 | 365000 | 311000 | 264000 | 228000 | 205000 | 250000 | 226000 | 201000 | 92000 | 70000 | 77000
| Monaco | MCO | 0 | 0 | 0 | 0 | 0 | 0 | 0 | 0 | 0 | 0 | 0 | 0 | 0 | 0 | 0 | 0 | 0 | 0 | 0 | 0 | 0 | 0 | 0 | 0 | 0 | 0 | 0 | 0 | 0 | 0 | 0 | 0 | 0 | 0 | 0 | 0 | 39000 | 0 | 0 | 0 | 0 | 0 | 0 | 0 | 0 | 0 | 0 | 0 | 0 | 0 | 0 | 0 | 0 | 0 | 0
| Mongolia | MNG | 185000 | 190000 | 179000 | 183000 | 139000 | 142000 | 108000 | 110000 | 114000 | 115000 | 135000 | 136000 | 155000 | 154000 | 126000 | 129000 | 113000 | 110000 | 102000 | 98000 | 88000 | 80000 | 79000 | 66000 | 55000 | 43000 | 34000 | 26000 | 21000 | 15000 | 15000 | 9700 | 14000 | 7100 | 1663000 | 1615000 | 3278000 | 0 | 375000 | 362000 | 281000 | 218000 | 229000 | 271000 | 309000 | 255000 | 223000 | 200000 | 168000 | 145000 | 98000 | 60000 | 36000 | 24700 | 21100
| Montenegro | MNE | 18000 | 19000 | 18000 | 19000 | 19000 | 20000 | 18000 | 20000 | 20000 | 21000 | 20000 | 22000 | 21000 | 22000 | 22000 | 23000 | 21000 | 21000 | 21000 | 20000 | 19000 | 19000 | 21000 | 21000 | 20000 | 19000 | 19000 | 17000 | 14000 | 11000 | 9700 | 6100 | 13000 | 7900 | 314000 | 308000 | 622000 | 0 | 37000 | 37000 | 39000 | 38000 | 41000 | 42000 | 43000 | 45000 | 42000 | 41000 | 38000 | 42000 | 39000 | 36000 | 25000 | 15800 | 20900
| Morocco | MAR | 1619000 | 1706000 | 1670000 | 1758000 | 1522000 | 1606000 | 1451000 | 1519000 | 1409000 | 1466000 | 1487000 | 1522000 | 1444000 | 1418000 | 1423000 | 1321000 | 1249000 | 1112000 | 1117000 | 975000 | 1009000 | 916000 | 916000 | 903000 | 791000 | 776000 | 587000 | 581000 | 342000 | 340000 | 284000 | 231000 | 275000 | 168000 | 18594000 | 18317000 | 36911000 | 0 | 3325000 | 3428000 | 3128000 | 2970000 | 2875000 | 3009000 | 2862000 | 2744000 | 2361000 | 2092000 | 1925000 | 1819000 | 1567000 | 1168000 | 682000 | 515000 | 443000
| Mozambique | MOZ | 2566000 | 2591000 | 2273000 | 2288000 | 2028000 | 2026000 | 1781000 | 1760000 | 1473000 | 1439000 | 1211000 | 1171000 | 1002000 | 960000 | 848000 | 779000 | 686000 | 602000 | 558000 | 444000 | 453000 | 329000 | 355000 | 263000 | 275000 | 200000 | 219000 | 150000 | 163000 | 99000 | 103000 | 55000 | 73000 | 32000 | 16067000 | 15188000 | 31255000 | 0 | 5157000 | 4561000 | 4054000 | 3541000 | 2912000 | 2382000 | 1962000 | 1627000 | 1288000 | 1002000 | 782000 | 618000 | 475000 | 369000 | 262000 | 158000 | 105000
| Myanmar | MMR | 2232000 | 2277000 | 2241000 | 2272000 | 2413000 | 2433000 | 2531000 | 2541000 | 2392000 | 2367000 | 2234000 | 2170000 | 2116000 | 2012000 | 2020000 | 1925000 | 1958000 | 1802000 | 1832000 | 1628000 | 1644000 | 1407000 | 1389000 | 1132000 | 1159000 | 891000 | 911000 | 643000 | 523000 | 368000 | 323000 | 209000 | 272000 | 144000 | 28190000 | 26220000 | 54410000 | 0 | 4509000 | 4513000 | 4846000 | 5072000 | 4759000 | 4404000 | 4128000 | 3945000 | 3760000 | 3460000 | 3051000 | 2521000 | 2050000 | 1554000 | 891000 | 532000 | 416000
| Namibia | NAM | 168000 | 168000 | 159000 | 159000 | 141000 | 141000 | 123000 | 122000 | 124000 | 121000 | 117000 | 112000 | 101000 | 96000 | 82000 | 78000 | 67000 | 63000 | 56000 | 51000 | 45000 | 38000 | 38000 | 30000 | 30000 | 21000 | 22000 | 14000 | 15000 | 9300 | 11000 | 6100 | 9700 | 4200 | 1309000 | 1232000 | 2541000 | 0 | 336000 | 318000 | 282000 | 245000 | 245000 | 229000 | 197000 | 160000 | 130000 | 107000 | 83000 | 68000 | 51000 | 36000 | 24300 | 17100 | 13900
| Nauru | NRU | 0 | 0 | 0 | 0 | 0 | 0 | 0 | 0 | 0 | 0 | 0 | 0 | 0 | 0 | 0 | 0 | 0 | 0 | 0 | 0 | 0 | 0 | 0 | 0 | 0 | 0 | 0 | 0 | 0 | 0 | 0 | 0 | 0 | 0 | 0 | 0 | 13000 | 0 | 0 | 0 | 0 | 0 | 0 | 0 | 0 | 0 | 0 | 0 | 0 | 0 | 0 | 0 | 0 | 0 | 0
| Nepal | NPL | 1321000 | 1386000 | 1370000 | 1386000 | 1457000 | 1474000 | 1584000 | 1605000 | 1685000 | 1536000 | 1530000 | 1135000 | 1293000 | 776000 | 1120000 | 604000 | 991000 | 606000 | 826000 | 623000 | 684000 | 579000 | 559000 | 485000 | 441000 | 382000 | 352000 | 313000 | 264000 | 210000 | 187000 | 151000 | 123000 | 98000 | 15788000 | 13348000 | 29137000 | 0 | 2707000 | 2756000 | 2931000 | 3189000 | 3221000 | 2665000 | 2069000 | 1724000 | 1597000 | 1449000 | 1263000 | 1044000 | 823000 | 665000 | 474000 | 338000 | 221000
| Netherlands | NLD | 423000 | 445000 | 440000 | 464000 | 461000 | 487000 | 500000 | 528000 | 504000 | 528000 | 534000 | 555000 | 538000 | 552000 | 511000 | 521000 | 507000 | 510000 | 581000 | 579000 | 641000 | 647000 | 627000 | 638000 | 569000 | 569000 | 516000 | 500000 | 494000 | 469000 | 341000 | 305000 | 509000 | 337000 | 8696000 | 8634000 | 17330000 | 0 | 868000 | 904000 | 948000 | 1028000 | 1032000 | 1089000 | 1090000 | 1032000 | 1017000 | 1160000 | 1288000 | 1265000 | 1138000 | 1016000 | 963000 | 646000 | 846000
| New Caledonia | NCL | 9900 | 10000 | 11000 | 11000 | 11000 | 11000 | 11000 | 11000 | 12000 | 12000 | 9600 | 11000 | 10000 | 11000 | 10000 | 11000 | 10000 | 10000 | 11000 | 11000 | 9400 | 9200 | 8600 | 8400 | 6800 | 6300 | 5100 | 5000 | 4200 | 4100 | 2700 | 2600 | 2900 | 1600 | 145000 | 146000 | 291000 | 0 | 19900 | 22000 | 22000 | 22000 | 24000 | 20600 | 21000 | 21000 | 20000 | 22000 | 18600 | 17000 | 13100 | 10100 | 8300 | 5300 | 4500
| New Zealand | NZL | 151000 | 159000 | 158000 | 166000 | 161000 | 170000 | 153000 | 159000 | 163000 | 171000 | 174000 | 184000 | 168000 | 166000 | 158000 | 146000 | 150000 | 137000 | 170000 | 153000 | 168000 | 153000 | 169000 | 158000 | 151000 | 140000 | 128000 | 120000 | 114000 | 106000 | 81000 | 72000 | 112000 | 81000 | 2528000 | 2443000 | 4971000 | 0 | 310000 | 324000 | 331000 | 312000 | 334000 | 358000 | 334000 | 304000 | 287000 | 323000 | 321000 | 327000 | 291000 | 248000 | 220000 | 153000 | 193000
| Nicaragua | NIC | 321000 | 336000 | 321000 | 339000 | 309000 | 329000 | 291000 | 312000 | 284000 | 301000 | 287000 | 294000 | 276000 | 273000 | 260000 | 246000 | 222000 | 199000 | 185000 | 157000 | 150000 | 124000 | 128000 | 105000 | 110000 | 90000 | 84000 | 65000 | 47000 | 36000 | 38000 | 29000 | 47000 | 29000 | 3360000 | 3265000 | 6625000 | 0 | 657000 | 660000 | 638000 | 603000 | 585000 | 581000 | 549000 | 506000 | 421000 | 342000 | 274000 | 233000 | 200000 | 149000 | 83000 | 67000 | 76000
| Niger | NER | 2347000 | 2440000 | 1952000 | 2019000 | 1606000 | 1659000 | 1295000 | 1340000 | 1024000 | 1063000 | 800000 | 831000 | 641000 | 625000 | 540000 | 453000 | 441000 | 398000 | 357000 | 333000 | 296000 | 266000 | 236000 | 249000 | 181000 | 186000 | 132000 | 146000 | 99000 | 91000 | 59000 | 48000 | 32000 | 23000 | 12036000 | 12170000 | 24207000 | 0 | 4787000 | 3971000 | 3265000 | 2635000 | 2087000 | 1631000 | 1266000 | 993000 | 839000 | 690000 | 562000 | 485000 | 367000 | 278000 | 190000 | 107000 | 55000
| Nigeria | NGA | 16561000 | 17377000 | 14626000 | 15288000 | 12633000 | 13159000 | 10759000 | 11151000 | 8898000 | 9170000 | 7448000 | 7661000 | 6431000 | 6614000 | 5578000 | 5745000 | 4673000 | 4786000 | 3771000 | 3807000 | 2996000 | 2948000 | 2426000 | 2330000 | 1892000 | 1765000 | 1369000 | 1232000 | 901000 | 816000 | 480000 | 426000 | 226000 | 192000 | 101670000 | 104470000 | 206140000 | 0 | 33938000 | 29914000 | 25792000 | 21910000 | 18068000 | 15109000 | 13045000 | 11323000 | 9459000 | 7578000 | 5944000 | 4756000 | 3657000 | 2601000 | 1717000 | 906000 | 418000
| North Macedonia | MKD | 54000 | 58000 | 56000 | 60000 | 54000 | 58000 | 59000 | 62000 | 63000 | 67000 | 74000 | 78000 | 79000 | 83000 | 80000 | 84000 | 76000 | 79000 | 72000 | 74000 | 72000 | 73000 | 70000 | 68000 | 66000 | 63000 | 61000 | 55000 | 44000 | 36000 | 31000 | 23000 | 32000 | 21000 | 1041000 | 1042000 | 2083000 | 0 | 112000 | 116000 | 112000 | 121000 | 130000 | 152000 | 162000 | 164000 | 155000 | 146000 | 145000 | 138000 | 129000 | 116000 | 80000 | 54000 | 53000
| Northern Mariana Islands | MNP | 0 | 0 | 0 | 0 | 0 | 0 | 0 | 0 | 0 | 0 | 0 | 0 | 0 | 0 | 0 | 0 | 0 | 0 | 0 | 0 | 0 | 0 | 0 | 0 | 0 | 0 | 0 | 0 | 0 | 0 | 0 | 0 | 0 | 0 | 0 | 0 | 58000 | 0 | 0 | 0 | 0 | 0 | 0 | 0 | 0 | 0 | 0 | 0 | 0 | 0 | 0 | 0 | 0 | 0 | 0
| Norway | NOR | 146000 | 155000 | 152000 | 160000 | 156000 | 165000 | 157000 | 164000 | 171000 | 182000 | 181000 | 192000 | 184000 | 192000 | 175000 | 187000 | 167000 | 180000 | 183000 | 195000 | 183000 | 195000 | 163000 | 172000 | 154000 | 157000 | 138000 | 137000 | 136000 | 131000 | 95000 | 85000 | 140000 | 89000 | 2682000 | 2740000 | 5422000 | 0 | 301000 | 312000 | 321000 | 321000 | 353000 | 373000 | 376000 | 362000 | 347000 | 378000 | 378000 | 335000 | 311000 | 275000 | 267000 | 180000 | 229000
| Oman | OMN | 222000 | 232000 | 187000 | 192000 | 150000 | 166000 | 121000 | 94000 | 129000 | 200000 | 177000 | 580000 | 199000 | 669000 | 160000 | 411000 | 116000 | 284000 | 78000 | 206000 | 58000 | 124000 | 40000 | 94000 | 33000 | 57000 | 26000 | 28000 | 17000 | 12000 | 13000 | 12000 | 11000 | 11000 | 1736000 | 3370000 | 5107000 | 0 | 454000 | 379000 | 316000 | 215000 | 329000 | 757000 | 868000 | 571000 | 400000 | 284000 | 182000 | 134000 | 90000 | 54000 | 29000 | 25000 | 22000
| Pakistan | PAK | 13454000 | 14509000 | 12273000 | 13226000 | 11297000 | 12155000 | 10533000 | 11443000 | 10030000 | 10742000 | 9337000 | 9821000 | 8221000 | 8597000 | 6853000 | 7144000 | 5693000 | 5923000 | 4728000 | 4905000 | 4054000 | 4177000 | 3406000 | 3486000 | 2613000 | 2666000 | 1802000 | 1821000 | 1334000 | 1372000 | 914000 | 940000 | 679000 | 744000 | 107220000 | 113672000 | 220892000 | 0 | 27963000 | 25499000 | 23452000 | 21976000 | 20772000 | 19158000 | 16818000 | 13997000 | 11616000 | 9633000 | 8231000 | 6892000 | 5279000 | 3623000 | 2706000 | 1854000 | 1423000
| Palau | PLW | 0 | 0 | 0 | 0 | 0 | 0 | 0 | 0 | 0 | 0 | 0 | 0 | 0 | 0 | 0 | 0 | 0 | 0 | 0 | 0 | 0 | 0 | 0 | 0 | 0 | 0 | 0 | 0 | 0 | 0 | 0 | 0 | 0 | 0 | 0 | 0 | 18000 | 0 | 0 | 0 | 0 | 0 | 0 | 0 | 0 | 0 | 0 | 0 | 0 | 0 | 0 | 0 | 0 | 0 | 0
| Panama | PAN | 190000 | 199000 | 188000 | 196000 | 181000 | 189000 | 175000 | 182000 | 172000 | 177000 | 163000 | 166000 | 158000 | 159000 | 150000 | 152000 | 144000 | 144000 | 134000 | 134000 | 118000 | 117000 | 101000 | 98000 | 82000 | 78000 | 64000 | 59000 | 48000 | 43000 | 36000 | 31000 | 49000 | 38000 | 2155000 | 2160000 | 4315000 | 0 | 389000 | 384000 | 370000 | 357000 | 349000 | 329000 | 317000 | 302000 | 288000 | 268000 | 235000 | 199000 | 160000 | 123000 | 91000 | 67000 | 87000
| Papua New Guinea | PNG | 535000 | 573000 | 504000 | 539000 | 481000 | 513000 | 447000 | 476000 | 407000 | 430000 | 350000 | 368000 | 311000 | 325000 | 286000 | 298000 | 250000 | 260000 | 211000 | 217000 | 174000 | 175000 | 142000 | 138000 | 112000 | 105000 | 82000 | 73000 | 48000 | 42000 | 25000 | 22000 | 15000 | 13000 | 4379000 | 4568000 | 8947000 | 0 | 1108000 | 1043000 | 994000 | 923000 | 837000 | 718000 | 636000 | 584000 | 510000 | 428000 | 349000 | 280000 | 217000 | 155000 | 90000 | 47000 | 28000
| Paraguay | PRY | 342000 | 359000 | 334000 | 349000 | 331000 | 346000 | 322000 | 337000 | 331000 | 346000 | 315000 | 328000 | 291000 | 304000 | 251000 | 263000 | 198000 | 209000 | 157000 | 164000 | 144000 | 147000 | 128000 | 130000 | 109000 | 111000 | 91000 | 91000 | 65000 | 62000 | 46000 | 41000 | 52000 | 39000 | 3508000 | 3624000 | 7133000 | 0 | 701000 | 683000 | 677000 | 659000 | 677000 | 643000 | 595000 | 514000 | 407000 | 321000 | 291000 | 258000 | 220000 | 182000 | 127000 | 87000 | 91000
| Peru | PER | 1383000 | 1450000 | 1303000 | 1309000 | 1370000 | 1326000 | 1257000 | 1182000 | 1399000 | 1209000 | 1406000 | 1361000 | 1320000 | 1373000 | 1229000 | 1309000 | 1120000 | 1181000 | 998000 | 1048000 | 892000 | 900000 | 764000 | 758000 | 630000 | 617000 | 528000 | 501000 | 379000 | 353000 | 280000 | 244000 | 334000 | 258000 | 16593000 | 16379000 | 32972000 | 0 | 2833000 | 2612000 | 2696000 | 2439000 | 2608000 | 2767000 | 2693000 | 2538000 | 2301000 | 2046000 | 1792000 | 1522000 | 1247000 | 1029000 | 732000 | 524000 | 592000
| Philippines | PHL | 5166000 | 5451000 | 5552000 | 5846000 | 5329000 | 5578000 | 5055000 | 5408000 | 4913000 | 5192000 | 4672000 | 4808000 | 4080000 | 4167000 | 3610000 | 3645000 | 3255000 | 3297000 | 2876000 | 2884000 | 2578000 | 2539000 | 2174000 | 2076000 | 1778000 | 1615000 | 1349000 | 1137000 | 952000 | 710000 | 597000 | 381000 | 617000 | 297000 | 54552000 | 55029000 | 109581000 | 0 | 10617000 | 11398000 | 10907000 | 10463000 | 10105000 | 9480000 | 8247000 | 7255000 | 6552000 | 5760000 | 5117000 | 4250000 | 3393000 | 2486000 | 1662000 | 978000 | 914000
| Poland | POL | 917000 | 966000 | 925000 | 973000 | 962000 | 1010000 | 852000 | 881000 | 970000 | 994000 | 1201000 | 1262000 | 1354000 | 1469000 | 1531000 | 1645000 | 1454000 | 1501000 | 1284000 | 1290000 | 1127000 | 1109000 | 1195000 | 1127000 | 1443000 | 1279000 | 1353000 | 1093000 | 1075000 | 779000 | 644000 | 399000 | 1200000 | 541000 | 19488000 | 18318000 | 37806000 | 0 | 1883000 | 1898000 | 1972000 | 1733000 | 1964000 | 2463000 | 2823000 | 3176000 | 2955000 | 2574000 | 2236000 | 2322000 | 2722000 | 2446000 | 1854000 | 1043000 | 1741000
| Portugal | PRT | 194000 | 206000 | 214000 | 227000 | 240000 | 250000 | 257000 | 268000 | 270000 | 270000 | 271000 | 263000 | 287000 | 274000 | 337000 | 318000 | 396000 | 369000 | 420000 | 390000 | 389000 | 354000 | 391000 | 347000 | 360000 | 313000 | 337000 | 284000 | 314000 | 253000 | 260000 | 191000 | 435000 | 247000 | 5372000 | 4823000 | 10195000 | 0 | 400000 | 441000 | 490000 | 525000 | 540000 | 534000 | 561000 | 655000 | 765000 | 810000 | 743000 | 738000 | 673000 | 621000 | 567000 | 451000 | 682000
| Puerto Rico | PRI | 45000 | 48000 | 84000 | 89000 | 114000 | 120000 | 95000 | 110000 | 72000 | 88000 | 79000 | 83000 | 87000 | 87000 | 101000 | 94000 | 114000 | 104000 | 121000 | 105000 | 129000 | 107000 | 124000 | 101000 | 121000 | 97000 | 106000 | 78000 | 100000 | 75000 | 74000 | 55000 | 110000 | 65000 | 1675000 | 1508000 | 3184000 | 0 | 93000 | 173000 | 234000 | 205000 | 160000 | 162000 | 174000 | 195000 | 218000 | 226000 | 236000 | 225000 | 218000 | 184000 | 175000 | 129000 | 175000
| Qatar | QAT | 66000 | 69000 | 66000 | 70000 | 59000 | 63000 | 48000 | 58000 | 48000 | 189000 | 73000 | 407000 | 94000 | 401000 | 87000 | 264000 | 58000 | 197000 | 42000 | 165000 | 31000 | 125000 | 19000 | 79000 | 11000 | 43000 | 5900 | 22000 | 3800 | 9100 | 1800 | 2000 | 2200 | 1900 | 716000 | 2165000 | 2881000 | 0 | 135000 | 136000 | 122000 | 106000 | 237000 | 480000 | 495000 | 351000 | 255000 | 207000 | 156000 | 98000 | 54000 | 27900 | 12900 | 3800 | 4100
| Romania | ROU | 457000 | 483000 | 469000 | 497000 | 526000 | 556000 | 483000 | 512000 | 488000 | 523000 | 514000 | 563000 | 667000 | 730000 | 577000 | 614000 | 750000 | 774000 | 741000 | 763000 | 765000 | 762000 | 538000 | 506000 | 694000 | 596000 | 698000 | 548000 | 542000 | 386000 | 371000 | 232000 | 608000 | 315000 | 9888000 | 9358000 | 19247000 | 0 | 940000 | 966000 | 1082000 | 995000 | 1011000 | 1077000 | 1397000 | 1191000 | 1524000 | 1504000 | 1527000 | 1044000 | 1290000 | 1246000 | 928000 | 603000 | 923000
| Russian Federation | RUS | 4456000 | 4707000 | 4495000 | 4746000 | 3941000 | 4137000 | 3420000 | 3578000 | 3203000 | 3334000 | 4365000 | 4522000 | 6170000 | 6227000 | 5943000 | 5842000 | 5412000 | 5068000 | 5036000 | 4620000 | 4497000 | 3883000 | 5690000 | 4606000 | 5780000 | 4176000 | 5111000 | 3218000 | 3427000 | 1900000 | 2196000 | 926000 | 4232000 | 1357000 | 77375000 | 66847000 | 144222000 | 0 | 9163000 | 9241000 | 8078000 | 6998000 | 6537000 | 8887000 | 12397000 | 11785000 | 10480000 | 9656000 | 8380000 | 10296000 | 9956000 | 8329000 | 5327000 | 3122000 | 5589000
| Rwanda | RWA | 935000 | 950000 | 835000 | 841000 | 777000 | 775000 | 681000 | 673000 | 597000 | 586000 | 525000 | 503000 | 494000 | 485000 | 444000 | 390000 | 317000 | 292000 | 244000 | 217000 | 179000 | 176000 | 186000 | 188000 | 136000 | 123000 | 103000 | 83000 | 65000 | 44000 | 41000 | 25000 | 27000 | 16000 | 6585000 | 6367000 | 12952000 | 0 | 1885000 | 1676000 | 1552000 | 1354000 | 1183000 | 1028000 | 979000 | 834000 | 609000 | 461000 | 355000 | 374000 | 259000 | 186000 | 109000 | 66000 | 43000
| Samoa | WSM | 13000 | 14000 | 12000 | 13000 | 11000 | 12000 | 9300 | 10000 | 7800 | 8800 | 6900 | 7900 | 5500 | 6200 | 5000 | 5400 | 4800 | 5100 | 4600 | 5100 | 4200 | 4700 | 3700 | 3800 | 2900 | 3000 | 2100 | 2000 | 1500 | 1200 | 1100 | 700 | 900 | 500 | 96000 | 103000 | 198000 | 0 | 27000 | 25000 | 23000 | 19300 | 16600 | 14800 | 11700 | 10400 | 9900 | 9700 | 8900 | 7500 | 5900 | 4100 | 2700 | 1800 | 1400
| San Marino | SMR | 0 | 0 | 0 | 0 | 0 | 0 | 0 | 0 | 0 | 0 | 0 | 0 | 0 | 0 | 0 | 0 | 0 | 0 | 0 | 0 | 0 | 0 | 0 | 0 | 0 | 0 | 0 | 0 | 0 | 0 | 0 | 0 | 0 | 0 | 0 | 0 | 34000 | 0 | 0 | 0 | 0 | 0 | 0 | 0 | 0 | 0 | 0 | 0 | 0 | 0 | 0 | 0 | 0 | 0 | 0
| Sao Tome and Principe | STP | 16000 | 16000 | 15000 | 15000 | 14000 | 15000 | 12000 | 13000 | 9200 | 9500 | 7400 | 7600 | 7000 | 7100 | 6200 | 6300 | 5500 | 5500 | 3900 | 3800 | 3700 | 3600 | 2900 | 2500 | 2300 | 2000 | 1500 | 1200 | 900 | 800 | 600 | 400 | 700 | 400 | 109000 | 110000 | 219000 | 0 | 32000 | 30000 | 29000 | 25000 | 18700 | 15000 | 14100 | 12500 | 11000 | 7700 | 7300 | 5400 | 4300 | 2700 | 1700 | 1000 | 1100
| Saudi Arabia | SAU | 1468000 | 1511000 | 1467000 | 1510000 | 1301000 | 1341000 | 1090000 | 1129000 | 1105000 | 1228000 | 1358000 | 1664000 | 1417000 | 2021000 | 1333000 | 2210000 | 1284000 | 2294000 | 969000 | 1862000 | 607000 | 1285000 | 426000 | 898000 | 287000 | 532000 | 239000 | 315000 | 142000 | 151000 | 99000 | 102000 | 91000 | 79000 | 14683000 | 20131000 | 34814000 | 0 | 2979000 | 2977000 | 2642000 | 2219000 | 2333000 | 3022000 | 3438000 | 3543000 | 3578000 | 2831000 | 1892000 | 1324000 | 819000 | 554000 | 293000 | 201000 | 170000
| Senegal | SEN | 1289000 | 1326000 | 1192000 | 1225000 | 1037000 | 1062000 | 875000 | 890000 | 760000 | 759000 | 664000 | 641000 | 579000 | 531000 | 503000 | 437000 | 408000 | 334000 | 329000 | 261000 | 262000 | 205000 | 208000 | 160000 | 164000 | 122000 | 126000 | 93000 | 85000 | 60000 | 55000 | 39000 | 37000 | 24000 | 8573000 | 8171000 | 16744000 | 0 | 2615000 | 2417000 | 2099000 | 1765000 | 1519000 | 1305000 | 1110000 | 940000 | 742000 | 590000 | 467000 | 368000 | 286000 | 219000 | 145000 | 94000 | 61000
| Serbia | SRB | 160000 | 172000 | 167000 | 179000 | 186000 | 200000 | 197000 | 210000 | 203000 | 217000 | 220000 | 234000 | 238000 | 252000 | 234000 | 239000 | 246000 | 247000 | 243000 | 239000 | 230000 | 222000 | 226000 | 211000 | 229000 | 205000 | 256000 | 216000 | 205000 | 163000 | 123000 | 87000 | 169000 | 101000 | 3535000 | 3394000 | 6929000 | 0 | 332000 | 346000 | 386000 | 407000 | 420000 | 454000 | 490000 | 473000 | 493000 | 482000 | 452000 | 437000 | 434000 | 472000 | 368000 | 210000 | 270000
| Seychelles | SYC | 3800 | 4100 | 3800 | 4100 | 3600 | 3800 | 3100 | 3300 | 3100 | 3200 | 3300 | 3700 | 3200 | 3800 | 3300 | 4000 | 3400 | 4000 | 3500 | 3900 | 3300 | 3400 | 3100 | 3000 | 2400 | 2400 | 1600 | 1500 | 900 | 800 | 900 | 700 | 1100 | 500 | 48000 | 50000 | 98000 | 0 | 7900 | 7900 | 7400 | 6400 | 6300 | 7000 | 7000 | 7300 | 7400 | 7400 | 6700 | 6100 | 4800 | 3100 | 1700 | 1600 | 1600
| Sierra Leone | SLE | 578000 | 581000 | 533000 | 534000 | 495000 | 497000 | 436000 | 439000 | 376000 | 378000 | 323000 | 329000 | 272000 | 281000 | 227000 | 236000 | 183000 | 190000 | 149000 | 150000 | 120000 | 116000 | 95000 | 87000 | 73000 | 62000 | 55000 | 43000 | 39000 | 29000 | 24000 | 17000 | 16000 | 10000 | 3996000 | 3981000 | 7977000 | 0 | 1159000 | 1067000 | 992000 | 875000 | 754000 | 652000 | 553000 | 463000 | 373000 | 299000 | 236000 | 182000 | 135000 | 98000 | 68000 | 41000 | 26000
| Singapore | SGP | 122000 | 132000 | 106000 | 112000 | 116000 | 121000 | 127000 | 135000 | 176000 | 216000 | 195000 | 235000 | 201000 | 227000 | 221000 | 235000 | 225000 | 242000 | 229000 | 256000 | 215000 | 245000 | 217000 | 256000 | 202000 | 236000 | 164000 | 187000 | 99000 | 89000 | 55000 | 44000 | 82000 | 52000 | 2751000 | 3021000 | 5772000 | 0 | 254000 | 218000 | 237000 | 262000 | 392000 | 430000 | 428000 | 456000 | 467000 | 485000 | 460000 | 473000 | 438000 | 351000 | 188000 | 99000 | 134000
| Sint Maarten (Dutch part) | SXM | 0 | 0 | 0 | 0 | 0 | 0 | 0 | 0 | 0 | 0 | 0 | 0 | 0 | 0 | 0 | 0 | 0 | 0 | 0 | 0 | 0 | 0 | 0 | 0 | 0 | 0 | 0 | 0 | 0 | 0 | 0 | 0 | 0 | 0 | 0 | 0 | 43847 | 0 | 0 | 0 | 0 | 0 | 0 | 0 | 0 | 0 | 0 | 0 | 0 | 0 | 0 | 0 | 0 | 0 | 0
| Slovak Republic | SVK | 138000 | 145000 | 138000 | 144000 | 138000 | 144000 | 128000 | 134000 | 141000 | 149000 | 178000 | 187000 | 200000 | 209000 | 212000 | 224000 | 222000 | 235000 | 198000 | 204000 | 174000 | 172000 | 186000 | 175000 | 192000 | 169000 | 184000 | 149000 | 138000 | 98000 | 102000 | 60000 | 124000 | 55000 | 2795000 | 2653000 | 5448000 | 0 | 283000 | 282000 | 282000 | 262000 | 290000 | 365000 | 409000 | 436000 | 457000 | 402000 | 346000 | 361000 | 361000 | 333000 | 236000 | 162000 | 179000
| Slovenia | SVN | 49000 | 52000 | 53000 | 56000 | 50000 | 54000 | 44000 | 47000 | 46000 | 50000 | 53000 | 56000 | 64000 | 69000 | 71000 | 78000 | 74000 | 83000 | 69000 | 77000 | 74000 | 76000 | 74000 | 75000 | 72000 | 72000 | 70000 | 68000 | 52000 | 45000 | 46000 | 34000 | 76000 | 38000 | 1038000 | 1029000 | 2067000 | 0 | 101000 | 109000 | 104000 | 91000 | 96000 | 109000 | 133000 | 149000 | 157000 | 146000 | 150000 | 149000 | 144000 | 138000 | 97000 | 80000 | 114000
| Solomon Islands | SLB | 50000 | 53000 | 45000 | 48000 | 38000 | 41000 | 34000 | 36000 | 29000 | 32000 | 25000 | 26000 | 21000 | 21000 | 20000 | 19000 | 19000 | 18000 | 16000 | 16000 | 11000 | 11000 | 8900 | 9000 | 6700 | 6800 | 4800 | 4700 | 3800 | 3400 | 2500 | 2300 | 1900 | 1700 | 338000 | 349000 | 687000 | 0 | 103000 | 93000 | 79000 | 70000 | 61000 | 51000 | 42000 | 39000 | 37000 | 32000 | 22000 | 17900 | 13500 | 9500 | 7200 | 4800 | 3600
| Somalia | SOM | 1403000 | 1424000 | 1187000 | 1202000 | 1054000 | 1066000 | 906000 | 913000 | 766000 | 768000 | 583000 | 577000 | 438000 | 430000 | 339000 | 327000 | 288000 | 273000 | 256000 | 237000 | 212000 | 195000 | 168000 | 159000 | 132000 | 130000 | 101000 | 99000 | 69000 | 66000 | 40000 | 35000 | 29000 | 22000 | 7969000 | 7924000 | 15893000 | 0 | 2827000 | 2389000 | 2120000 | 1819000 | 1534000 | 1160000 | 868000 | 666000 | 561000 | 493000 | 407000 | 327000 | 262000 | 200000 | 135000 | 75000 | 51000
| South Africa | ZAF | 2846000 | 2919000 | 2877000 | 2943000 | 2721000 | 2775000 | 2441000 | 2472000 | 2447000 | 2477000 | 2589000 | 2629000 | 2664000 | 2710000 | 2378000 | 2404000 | 1917000 | 1893000 | 1655000 | 1578000 | 1401000 | 1291000 | 1184000 | 1036000 | 990000 | 804000 | 785000 | 585000 | 536000 | 359000 | 368000 | 213000 | 293000 | 128000 | 30093000 | 29216000 | 59309000 | 0 | 5765000 | 5820000 | 5496000 | 4913000 | 4924000 | 5218000 | 5374000 | 4782000 | 3810000 | 3233000 | 2692000 | 2220000 | 1794000 | 1370000 | 895000 | 581000 | 421000
| South Sudan | SSD | 843000 | 865000 | 760000 | 779000 | 682000 | 698000 | 595000 | 607000 | 528000 | 534000 | 450000 | 451000 | 372000 | 372000 | 296000 | 294000 | 247000 | 245000 | 204000 | 201000 | 169000 | 163000 | 136000 | 127000 | 106000 | 95000 | 77000 | 67000 | 60000 | 52000 | 38000 | 32000 | 28000 | 21000 | 5591000 | 5603000 | 11194000 | 0 | 1708000 | 1539000 | 1380000 | 1202000 | 1062000 | 901000 | 744000 | 590000 | 492000 | 405000 | 332000 | 263000 | 201000 | 144000 | 112000 | 70000 | 49000
| Spain | ESP | 964000 | 1025000 | 1087000 | 1156000 | 1206000 | 1289000 | 1086000 | 1150000 | 1100000 | 1154000 | 1156000 | 1203000 | 1302000 | 1315000 | 1645000 | 1635000 | 1973000 | 2025000 | 1923000 | 2011000 | 1802000 | 1827000 | 1728000 | 1683000 | 1512000 | 1425000 | 1252000 | 1147000 | 1180000 | 1022000 | 1004000 | 805000 | 1834000 | 1087000 | 23754000 | 22957000 | 46711000 | 0 | 1989000 | 2243000 | 2495000 | 2236000 | 2254000 | 2359000 | 2617000 | 3280000 | 3998000 | 3934000 | 3629000 | 3411000 | 2937000 | 2399000 | 2202000 | 1809000 | 2921000
| Sri Lanka | LKA | 832000 | 861000 | 850000 | 873000 | 874000 | 882000 | 850000 | 847000 | 768000 | 758000 | 746000 | 688000 | 744000 | 636000 | 802000 | 695000 | 809000 | 745000 | 711000 | 673000 | 691000 | 653000 | 661000 | 601000 | 613000 | 523000 | 504000 | 413000 | 423000 | 318000 | 259000 | 168000 | 230000 | 137000 | 11367000 | 10471000 | 21837000 | 0 | 1693000 | 1723000 | 1756000 | 1697000 | 1526000 | 1434000 | 1380000 | 1497000 | 1554000 | 1384000 | 1344000 | 1262000 | 1136000 | 917000 | 741000 | 427000 | 367000
| St. Kitts and Nevis | KNA | 0 | 0 | 0 | 0 | 0 | 0 | 0 | 0 | 0 | 0 | 0 | 0 | 0 | 0 | 0 | 0 | 0 | 0 | 0 | 0 | 0 | 0 | 0 | 0 | 0 | 0 | 0 | 0 | 0 | 0 | 0 | 0 | 0 | 0 | 0 | 0 | 53000 | 0 | 0 | 0 | 0 | 0 | 0 | 0 | 0 | 0 | 0 | 0 | 0 | 0 | 0 | 0 | 0 | 0 | 0
| St. Lucia | LCA | 5300 | 5500 | 5400 | 5600 | 5500 | 5600 | 6600 | 6600 | 8000 | 7900 | 8500 | 8500 | 7300 | 7000 | 7300 | 6800 | 6600 | 6300 | 6600 | 6000 | 6400 | 6000 | 5700 | 5300 | 4400 | 4000 | 3100 | 3000 | 2600 | 2300 | 1800 | 1600 | 2200 | 2200 | 93000 | 90000 | 184000 | 0 | 10800 | 11000 | 11100 | 13200 | 15900 | 17000 | 14300 | 14100 | 12900 | 12600 | 12400 | 11000 | 8400 | 6100 | 4900 | 3400 | 4400
| St. Martin (French part) | MAF | 0 | 0 | 0 | 0 | 0 | 0 | 0 | 0 | 0 | 0 | 0 | 0 | 0 | 0 | 0 | 0 | 0 | 0 | 0 | 0 | 0 | 0 | 0 | 0 | 0 | 0 | 0 | 0 | 0 | 0 | 0 | 0 | 0 | 0 | 0 | 0 | 32556 | 0 | 0 | 0 | 0 | 0 | 0 | 0 | 0 | 0 | 0 | 0 | 0 | 0 | 0 | 0 | 0 | 0 | 0
| St. Vincent and the Grenadines | VCT | 3800 | 3900 | 4100 | 4100 | 4100 | 4200 | 4400 | 4700 | 4500 | 4700 | 4100 | 4200 | 3900 | 4000 | 4000 | 3800 | 3700 | 3800 | 3300 | 3600 | 3300 | 3500 | 3300 | 3500 | 2500 | 2800 | 1900 | 2000 | 1400 | 1300 | 900 | 900 | 1400 | 1200 | 55000 | 56000 | 111000 | 0 | 7700 | 8200 | 8300 | 9100 | 9200 | 8300 | 7900 | 7800 | 7500 | 6900 | 6800 | 6800 | 5300 | 3900 | 2700 | 1800 | 2600
| Sudan | SDN | 3123000 | 3216000 | 2855000 | 2934000 | 2626000 | 2696000 | 2372000 | 2429000 | 2058000 | 2101000 | 1720000 | 1748000 | 1405000 | 1394000 | 1231000 | 1173000 | 1049000 | 978000 | 874000 | 827000 | 728000 | 697000 | 581000 | 547000 | 456000 | 419000 | 348000 | 313000 | 242000 | 213000 | 151000 | 127000 | 122000 | 95000 | 21942000 | 21907000 | 43849000 | 0 | 6339000 | 5789000 | 5322000 | 4801000 | 4159000 | 3468000 | 2799000 | 2404000 | 2027000 | 1701000 | 1425000 | 1128000 | 875000 | 661000 | 455000 | 278000 | 217000
| Suriname | SUR | 25000 | 27000 | 25000 | 27000 | 25000 | 27000 | 24000 | 26000 | 24000 | 25000 | 23000 | 24000 | 21000 | 22000 | 20000 | 20000 | 18000 | 18000 | 19000 | 19000 | 16000 | 17000 | 16000 | 16000 | 11000 | 11000 | 8400 | 6900 | 6400 | 4900 | 4500 | 2900 | 5000 | 2900 | 292000 | 295000 | 587000 | 0 | 52000 | 52000 | 52000 | 50000 | 49000 | 47000 | 43000 | 40000 | 36000 | 38000 | 33000 | 32000 | 22000 | 15300 | 11300 | 7400 | 7900
| Sweden | SWE | 299000 | 316000 | 295000 | 311000 | 291000 | 308000 | 270000 | 283000 | 269000 | 286000 | 367000 | 383000 | 347000 | 361000 | 313000 | 328000 | 305000 | 317000 | 330000 | 339000 | 342000 | 352000 | 311000 | 319000 | 290000 | 290000 | 272000 | 266000 | 296000 | 281000 | 229000 | 211000 | 325000 | 219000 | 5150000 | 5169000 | 10319000 | 0 | 615000 | 606000 | 599000 | 553000 | 555000 | 750000 | 708000 | 641000 | 622000 | 669000 | 694000 | 630000 | 580000 | 538000 | 577000 | 440000 | 544000
| Switzerland | CHE | 220000 | 231000 | 210000 | 222000 | 199000 | 210000 | 208000 | 216000 | 238000 | 246000 | 274000 | 281000 | 296000 | 301000 | 309000 | 312000 | 283000 | 287000 | 296000 | 299000 | 334000 | 341000 | 319000 | 324000 | 265000 | 270000 | 226000 | 215000 | 219000 | 202000 | 178000 | 152000 | 280000 | 179000 | 4354000 | 4287000 | 8641000 | 0 | 451000 | 432000 | 409000 | 424000 | 484000 | 555000 | 597000 | 621000 | 570000 | 595000 | 675000 | 643000 | 535000 | 441000 | 421000 | 330000 | 459000
| Syrian Arab Republic | SYR | 940000 | 980000 | 841000 | 875000 | 858000 | 892000 | 772000 | 804000 | 785000 | 818000 | 730000 | 766000 | 749000 | 771000 | 700000 | 686000 | 562000 | 533000 | 429000 | 405000 | 356000 | 334000 | 309000 | 286000 | 243000 | 222000 | 191000 | 167000 | 111000 | 98000 | 83000 | 63000 | 82000 | 58000 | 8741000 | 8760000 | 17501000 | 0 | 1920000 | 1716000 | 1750000 | 1576000 | 1603000 | 1496000 | 1520000 | 1386000 | 1095000 | 834000 | 690000 | 595000 | 465000 | 358000 | 209000 | 146000 | 140000
| Tajikistan | TJK | 659000 | 698000 | 594000 | 627000 | 475000 | 502000 | 395000 | 416000 | 408000 | 425000 | 402000 | 413000 | 395000 | 392000 | 302000 | 302000 | 238000 | 235000 | 210000 | 200000 | 192000 | 180000 | 170000 | 158000 | 128000 | 118000 | 75000 | 66000 | 42000 | 36000 | 21000 | 19000 | 25000 | 19000 | 4732000 | 4806000 | 9538000 | 0 | 1357000 | 1221000 | 977000 | 811000 | 833000 | 815000 | 787000 | 604000 | 473000 | 410000 | 372000 | 328000 | 246000 | 141000 | 78000 | 40000 | 44000
| Tanzania | TZA | 4814000 | 4925000 | 4262000 | 4362000 | 3785000 | 3869000 | 3192000 | 3242000 | 2622000 | 2641000 | 2289000 | 2295000 | 1956000 | 1947000 | 1635000 | 1624000 | 1345000 | 1339000 | 1073000 | 1063000 | 842000 | 819000 | 655000 | 611000 | 503000 | 445000 | 370000 | 305000 | 272000 | 200000 | 162000 | 107000 | 105000 | 58000 | 29883000 | 29851000 | 59734000 | 0 | 9739000 | 8624000 | 7654000 | 6434000 | 5263000 | 4584000 | 3903000 | 3259000 | 2684000 | 2136000 | 1661000 | 1266000 | 948000 | 675000 | 472000 | 269000 | 163000
| Thailand | THA | 1746000 | 1850000 | 1867000 | 1977000 | 1997000 | 2117000 | 2134000 | 2245000 | 2358000 | 2450000 | 2395000 | 2427000 | 2235000 | 2232000 | 2401000 | 2362000 | 2728000 | 2580000 | 2925000 | 2680000 | 2940000 | 2659000 | 2677000 | 2406000 | 2329000 | 2039000 | 1764000 | 1493000 | 1269000 | 1013000 | 901000 | 683000 | 1168000 | 753000 | 35834000 | 33966000 | 69800000 | 0 | 3596000 | 3844000 | 4114000 | 4379000 | 4808000 | 4822000 | 4467000 | 4763000 | 5308000 | 5605000 | 5599000 | 5083000 | 4368000 | 3257000 | 2282000 | 1584000 | 1921000
| Timor-Leste | TLS | 87000 | 91000 | 75000 | 78000 | 76000 | 78000 | 75000 | 78000 | 64000 | 66000 | 57000 | 58000 | 45000 | 45000 | 34000 | 35000 | 23000 | 23000 | 27000 | 28000 | 24000 | 25000 | 20000 | 20000 | 15000 | 15000 | 10000 | 9800 | 9500 | 8500 | 6100 | 4900 | 4500 | 3100 | 652000 | 666000 | 1318000 | 0 | 178000 | 153000 | 154000 | 153000 | 130000 | 115000 | 90000 | 69000 | 46000 | 55000 | 49000 | 40000 | 30000 | 19800 | 18000 | 11000 | 7600
| Togo | TGO | 608000 | 612000 | 558000 | 562000 | 510000 | 514000 | 444000 | 447000 | 371000 | 373000 | 315000 | 316000 | 284000 | 284000 | 249000 | 248000 | 209000 | 205000 | 168000 | 162000 | 131000 | 124000 | 102000 | 94000 | 78000 | 70000 | 58000 | 50000 | 39000 | 33000 | 22000 | 18000 | 12000 | 9100 | 4159000 | 4119000 | 8279000 | 0 | 1220000 | 1120000 | 1024000 | 891000 | 744000 | 631000 | 568000 | 497000 | 414000 | 330000 | 255000 | 196000 | 148000 | 108000 | 72000 | 40000 | 21100
| Tonga | TON | 5900 | 6300 | 6000 | 6400 | 5700 | 6400 | 5500 | 5900 | 4700 | 5000 | 3700 | 3700 | 3200 | 2900 | 3300 | 2800 | 2800 | 2500 | 2600 | 2400 | 2400 | 2400 | 1900 | 1900 | 1600 | 1400 | 1200 | 1100 | 900 | 800 | 600 | 500 | 600 | 500 | 53000 | 53000 | 106000 | 0 | 12200 | 12400 | 12100 | 11400 | 9700 | 7400 | 6100 | 6100 | 5300 | 5000 | 4800 | 3800 | 3000 | 2300 | 1700 | 1100 | 1100
| Trinidad and Tobago | TTO | 43000 | 45000 | 47000 | 49000 | 47000 | 49000 | 44000 | 45000 | 42000 | 43000 | 48000 | 49000 | 58000 | 59000 | 63000 | 63000 | 51000 | 50000 | 46000 | 45000 | 42000 | 40000 | 48000 | 45000 | 39000 | 37000 | 32000 | 29000 | 24000 | 20000 | 17000 | 13000 | 17000 | 11000 | 709000 | 691000 | 1399000 | 0 | 88000 | 96000 | 96000 | 89000 | 85000 | 97000 | 117000 | 126000 | 101000 | 91000 | 82000 | 93000 | 76000 | 61000 | 44000 | 30000 | 28000
| Tunisia | TUN | 489000 | 515000 | 492000 | 522000 | 411000 | 442000 | 378000 | 409000 | 395000 | 426000 | 447000 | 457000 | 479000 | 449000 | 501000 | 485000 | 439000 | 408000 | 373000 | 352000 | 372000 | 340000 | 329000 | 321000 | 275000 | 264000 | 222000 | 202000 | 138000 | 112000 | 97000 | 77000 | 120000 | 80000 | 5958000 | 5861000 | 11819000 | 0 | 1004000 | 1014000 | 853000 | 787000 | 821000 | 904000 | 928000 | 986000 | 847000 | 725000 | 712000 | 650000 | 539000 | 424000 | 250000 | 174000 | 200000
| Turkey | TUR | 3210000 | 3357000 | 3349000 | 3503000 | 3311000 | 3462000 | 3333000 | 3489000 | 3321000 | 3449000 | 3159000 | 3245000 | 3176000 | 3219000 | 3192000 | 3188000 | 3031000 | 2977000 | 2777000 | 2662000 | 2439000 | 2316000 | 2164000 | 1989000 | 1865000 | 1581000 | 1534000 | 1213000 | 1109000 | 862000 | 799000 | 584000 | 934000 | 541000 | 42703000 | 41636000 | 84339000 | 0 | 6567000 | 6852000 | 6773000 | 6822000 | 6770000 | 6404000 | 6395000 | 6380000 | 6008000 | 5439000 | 4755000 | 4153000 | 3446000 | 2747000 | 1971000 | 1383000 | 1475000
| Turkmenistan | TKM | 326000 | 335000 | 331000 | 341000 | 259000 | 265000 | 240000 | 245000 | 228000 | 233000 | 272000 | 276000 | 263000 | 262000 | 219000 | 213000 | 192000 | 186000 | 164000 | 155000 | 146000 | 138000 | 138000 | 113000 | 113000 | 88000 | 77000 | 56000 | 40000 | 29000 | 20000 | 14000 | 33000 | 18000 | 3062000 | 2969000 | 6031000 | 0 | 661000 | 672000 | 524000 | 485000 | 461000 | 548000 | 525000 | 432000 | 378000 | 319000 | 284000 | 251000 | 201000 | 133000 | 69000 | 34000 | 51000
| Turks and Caicos Islands | TCA | 0 | 0 | 0 | 0 | 0 | 0 | 0 | 0 | 0 | 0 | 0 | 0 | 0 | 0 | 0 | 0 | 0 | 0 | 0 | 0 | 0 | 0 | 0 | 0 | 0 | 0 | 0 | 0 | 0 | 0 | 0 | 0 | 0 | 0 | 0 | 0 | 39000 | 0 | 0 | 0 | 0 | 0 | 0 | 0 | 0 | 0 | 0 | 0 | 0 | 0 | 0 | 0 | 0 | 0 | 0
| Tuvalu | TUV | 0 | 0 | 0 | 0 | 0 | 0 | 0 | 0 | 0 | 0 | 0 | 0 | 0 | 0 | 0 | 0 | 0 | 0 | 0 | 0 | 0 | 0 | 0 | 0 | 0 | 0 | 0 | 0 | 0 | 0 | 0 | 0 | 0 | 0 | 0 | 0 | 12000 | 0 | 0 | 0 | 0 | 0 | 0 | 0 | 0 | 0 | 0 | 0 | 0 | 0 | 0 | 0 | 0 | 0 | 0
| Uganda | UGA | 3858000 | 3938000 | 3499000 | 3561000 | 3072000 | 3120000 | 2621000 | 2636000 | 2205000 | 2124000 | 1831000 | 1713000 | 1483000 | 1365000 | 1175000 | 1078000 | 919000 | 846000 | 706000 | 662000 | 550000 | 515000 | 417000 | 370000 | 313000 | 255000 | 234000 | 172000 | 157000 | 105000 | 94000 | 56000 | 61000 | 29000 | 23194000 | 22547000 | 45741000 | 0 | 7796000 | 7060000 | 6192000 | 5257000 | 4329000 | 3544000 | 2848000 | 2253000 | 1765000 | 1368000 | 1065000 | 787000 | 568000 | 406000 | 262000 | 150000 | 90000
| Ukraine | UKR | 1036000 | 1098000 | 1213000 | 1287000 | 1178000 | 1249000 | 968000 | 1031000 | 1055000 | 1111000 | 1357000 | 1422000 | 1777000 | 1843000 | 1813000 | 1847000 | 1727000 | 1643000 | 1611000 | 1488000 | 1519000 | 1312000 | 1740000 | 1393000 | 1718000 | 1238000 | 1628000 | 1009000 | 1147000 | 640000 | 846000 | 380000 | 1366000 | 469000 | 23698000 | 20460000 | 44158000 | 0 | 2134000 | 2500000 | 2427000 | 1999000 | 2166000 | 2779000 | 3620000 | 3660000 | 3370000 | 3099000 | 2831000 | 3133000 | 2956000 | 2637000 | 1787000 | 1226000 | 1835000
| United Arab Emirates | ARE | 244000 | 255000 | 251000 | 262000 | 222000 | 231000 | 189000 | 201000 | 229000 | 487000 | 351000 | 1082000 | 474000 | 1322000 | 407000 | 967000 | 238000 | 678000 | 158000 | 534000 | 121000 | 336000 | 86000 | 255000 | 42000 | 144000 | 20000 | 37000 | 12000 | 24000 | 5000 | 15000 | 5000 | 7500 | 3054000 | 6836000 | 9890000 | 0 | 499000 | 513000 | 453000 | 390000 | 716000 | 1433000 | 1796000 | 1374000 | 916000 | 692000 | 457000 | 341000 | 186000 | 57000 | 36000 | 20000 | 12500
| United Kingdom | GBR | 1896000 | 1990000 | 1991000 | 2088000 | 1915000 | 2003000 | 1788000 | 1862000 | 1982000 | 2052000 | 2187000 | 2253000 | 2323000 | 2338000 | 2286000 | 2258000 | 2139000 | 2127000 | 2147000 | 2108000 | 2330000 | 2259000 | 2284000 | 2211000 | 1966000 | 1901000 | 1717000 | 1631000 | 1747000 | 1609000 | 1292000 | 1126000 | 2018000 | 1399000 | 34008000 | 33215000 | 67224000 | 0 | 3886000 | 4079000 | 3918000 | 3650000 | 4034000 | 4440000 | 4661000 | 4544000 | 4266000 | 4255000 | 4589000 | 4495000 | 3867000 | 3348000 | 3356000 | 2418000 | 3417000
| United States | USA | 9648000 | 10083000 | 9826000 | 10275000 | 10340000 | 10807000 | 10437000 | 10864000 | 10966000 | 11354000 | 11723000 | 12178000 | 11381000 | 11735000 | 10787000 | 10889000 | 10204000 | 10146000 | 10112000 | 9997000 | 10287000 | 10348000 | 10870000 | 10732000 | 10649000 | 10078000 | 9380000 | 8489000 | 7731000 | 6664000 | 5416000 | 4339000 | 7922000 | 5262000 | 167677000 | 164237000 | 331915000 | 0 | 19731000 | 20101000 | 21147000 | 21301000 | 22320000 | 23901000 | 23116000 | 21676000 | 20350000 | 20109000 | 20635000 | 21602000 | 20727000 | 17869000 | 14395000 | 9755000 | 13184000
| Uruguay | URY | 116000 | 121000 | 116000 | 121000 | 114000 | 119000 | 120000 | 125000 | 125000 | 129000 | 127000 | 131000 | 119000 | 121000 | 111000 | 111000 | 118000 | 116000 | 112000 | 109000 | 102000 | 95000 | 102000 | 93000 | 96000 | 83000 | 81000 | 68000 | 70000 | 53000 | 58000 | 39000 | 110000 | 45000 | 1795000 | 1678000 | 3474000 | 0 | 237000 | 237000 | 233000 | 245000 | 254000 | 258000 | 240000 | 222000 | 234000 | 221000 | 197000 | 195000 | 179000 | 149000 | 123000 | 97000 | 155000
| Uzbekistan | UZB | 1679000 | 1782000 | 1612000 | 1698000 | 1437000 | 1513000 | 1250000 | 1307000 | 1374000 | 1432000 | 1562000 | 1630000 | 1519000 | 1536000 | 1293000 | 1275000 | 1076000 | 1047000 | 943000 | 897000 | 826000 | 756000 | 803000 | 709000 | 629000 | 550000 | 420000 | 358000 | 197000 | 150000 | 131000 | 99000 | 164000 | 98000 | 16912000 | 16836000 | 33749000 | 0 | 3461000 | 3310000 | 2950000 | 2557000 | 2806000 | 3192000 | 3055000 | 2568000 | 2123000 | 1840000 | 1582000 | 1512000 | 1179000 | 778000 | 347000 | 230000 | 262000
| Vanuatu | VUT | 20000 | 22000 | 19000 | 20000 | 18000 | 19000 | 14000 | 16000 | 13000 | 13000 | 13000 | 12000 | 12000 | 11000 | 9100 | 8900 | 8000 | 8100 | 6500 | 6600 | 5600 | 6000 | 4400 | 4500 | 3300 | 3500 | 2300 | 2400 | 1600 | 1600 | 800 | 900 | 700 | 800 | 151000 | 156000 | 307000 | 0 | 42000 | 39000 | 37000 | 30000 | 26000 | 25000 | 23000 | 18000 | 16100 | 13100 | 11600 | 8900 | 6800 | 4700 | 3200 | 1700 | 1500
| Venezuela, RB | VEN | 1161000 | 1203000 | 1336000 | 1395000 | 1298000 | 1360000 | 1226000 | 1275000 | 1047000 | 1055000 | 1025000 | 1003000 | 1056000 | 1008000 | 1011000 | 953000 | 964000 | 904000 | 875000 | 822000 | 827000 | 773000 | 738000 | 677000 | 620000 | 557000 | 462000 | 404000 | 330000 | 274000 | 218000 | 168000 | 258000 | 155000 | 14451000 | 13985000 | 28436000 | 0 | 2364000 | 2731000 | 2658000 | 2501000 | 2102000 | 2028000 | 2064000 | 1964000 | 1868000 | 1697000 | 1600000 | 1415000 | 1177000 | 866000 | 604000 | 386000 | 413000
| Vietnam | VNM | 3728000 | 4165000 | 3581000 | 4005000 | 3364000 | 3734000 | 3136000 | 3365000 | 3320000 | 3500000 | 4206000 | 4364000 | 4158000 | 4279000 | 3848000 | 3916000 | 3508000 | 3526000 | 3272000 | 3267000 | 2960000 | 2908000 | 2712000 | 2530000 | 2319000 | 2012000 | 1672000 | 1339000 | 987000 | 665000 | 704000 | 423000 | 1265000 | 602000 | 48740000 | 48598000 | 97339000 | 0 | 7893000 | 7586000 | 7098000 | 6501000 | 6820000 | 8570000 | 8437000 | 7764000 | 7034000 | 6539000 | 5868000 | 5242000 | 4331000 | 3011000 | 1652000 | 1127000 | 1867000
| Virgin Islands (U.S.) | VIR | 3000 | 3100 | 3400 | 3600 | 3700 | 3700 | 3300 | 3600 | 3200 | 3500 | 3200 | 3200 | 2600 | 2200 | 2900 | 2300 | 3100 | 2600 | 3400 | 3000 | 3900 | 3400 | 4000 | 3500 | 4000 | 3600 | 3700 | 3000 | 3600 | 2900 | 2600 | 2100 | 2500 | 1500 | 56000 | 51000 | 107000 | 0 | 6100 | 7000 | 7400 | 6900 | 6700 | 6400 | 4800 | 5200 | 5700 | 6400 | 7300 | 7500 | 7600 | 6700 | 6500 | 4700 | 4000
| West Bank and Gaza | PSE | 319000 | 334000 | 310000 | 324000 | 273000 | 285000 | 240000 | 248000 | 232000 | 239000 | 216000 | 224000 | 171000 | 178000 | 137000 | 141000 | 115000 | 118000 | 94000 | 96000 | 78000 | 79000 | 62000 | 61000 | 43000 | 40000 | 32000 | 28000 | 23000 | 23000 | 15000 | 13000 | 12000 | 8700 | 2372000 | 2441000 | 4813000 | 0 | 653000 | 634000 | 558000 | 488000 | 471000 | 440000 | 349000 | 278000 | 233000 | 190000 | 157000 | 123000 | 83000 | 60000 | 46000 | 28000 | 20700
| Yemen, Rep. | YEM | 2015000 | 2100000 | 1920000 | 1998000 | 1740000 | 1808000 | 1574000 | 1628000 | 1443000 | 1482000 | 1388000 | 1419000 | 1156000 | 1174000 | 903000 | 909000 | 667000 | 695000 | 491000 | 509000 | 410000 | 364000 | 350000 | 299000 | 265000 | 244000 | 196000 | 174000 | 141000 | 118000 | 81000 | 64000 | 60000 | 40000 | 14801000 | 15025000 | 29826000 | 0 | 4115000 | 3918000 | 3548000 | 3202000 | 2925000 | 2807000 | 2330000 | 1812000 | 1362000 | 1000000 | 774000 | 649000 | 509000 | 370000 | 259000 | 145000 | 100000
| Zambia | ZMB | 1457000 | 1489000 | 1346000 | 1371000 | 1206000 | 1223000 | 1059000 | 1062000 | 880000 | 867000 | 730000 | 704000 | 612000 | 582000 | 507000 | 485000 | 411000 | 397000 | 308000 | 298000 | 223000 | 210000 | 173000 | 155000 | 130000 | 107000 | 96000 | 70000 | 68000 | 45000 | 43000 | 24000 | 32000 | 14000 | 9281000 | 9103000 | 18384000 | 0 | 2946000 | 2717000 | 2429000 | 2121000 | 1747000 | 1434000 | 1194000 | 992000 | 808000 | 606000 | 433000 | 328000 | 237000 | 166000 | 113000 | 67000 | 46000
| Zimbabwe | ZWE | 1043000 | 1055000 | 1101000 | 1110000 | 958000 | 963000 | 822000 | 817000 | 706000 | 672000 | 602000 | 504000 | 565000 | 430000 | 484000 | 389000 | 398000 | 340000 | 281000 | 240000 | 210000 | 179000 | 173000 | 136000 | 141000 | 99000 | 113000 | 72000 | 72000 | 42000 | 57000 | 29000 | 45000 | 17000 | 7771000 | 7092000 | 14863000 | 0 | 2098000 | 2211000 | 1921000 | 1639000 | 1378000 | 1106000 | 995000 | 873000 | 738000 | 521000 | 389000 | 309000 | 240000 | 185000 | 114000 | 86000 | 62000
Manual
| 100 | [37 empty] | 100
| 1000 | [37 empty] | 1000
| 10000 | [37 empty] | 10000
| 100000 | [37 empty] | 100000
OUT | World | WLD | 327291400 | 348076100 | 320281000 | 341536100 | 308577300 | 330134100 | 294382400 | 315309500 | 287861900 | 306893000 | 287237300 | 304527900 | 294445000 | 307280900 | 266890500 | 274911400 | 242964500 | 247907000 | 236406600 | 239443700 | 221368200 | 220794300 | 194155900 | 190718400 | 163774300 | 156006400 | 139559300 | 127851900 | 100767200 | 86539000 | 68570000 | 54379500 | 89020200 | 55591900 | 3843582000 | 3907894000 | 7754179000 | 1.0378 | 675367500 | 661817100 | 638711400 | 609691900 | 594754900 | 591765200 | 601725900 | 541801900 | 490871500 | 475850300 | 442162500 | 384874300 | 319780700 | 267411200 | 187306200 | 122949500 | 144612100
OUT | Upper middle income | UMC | 88414400 | 95680300 | 89349000 | 97484800 | 85942500 | 94308600 | 83976500 | 91469000 | 86972300 | 93448800 | 94708900 | 100440100 | 112267500 | 116332900 | 96892000 | 98848200 | 90901200 | 91767000 | 98217100 | 98638400 | 96993400 | 95520300 | 82458700 | 80129300 | 68105300 | 63980800 | 61775200 | 55785900 | 40630800 | 34315500 | 26106400 | 20307200 | 32131500 | 19498900 | 1335858000 | 1347951000 | 2685886000 | 0.54798 | 184094700 | 186833800 | 180251100 | 175445500 | 180421100 | 195149000 | 228600400 | 195740200 | 182668200 | 196855500 | 192513700 | 162588000 | 132086100 | 117561100 | 74946300 | 46413600 | 51630400
OUT | Sub-Saharan Africa | SSF | 87240800 | 89725100 | 78594800 | 80571100 | 69782600 | 71290800 | 60545100 | 61547300 | 51828300 | 52317700 | 44120700 | 44212300 | 37717200 | 37436900 | 31897500 | 31272300 | 25981900 | 25364500 | 21036400 | 20366700 | 16867000 | 15906000 | 13578000 | 12445500 | 10692000 | 9387500 | 7970200 | 6721800 | 5520300 | 4394600 | 3361100 | 2495400 | 2337400 | 1515400 | 569080000 | 566974000 | 1136052000 | 2.6281 | 176965900 | 159165900 | 141073400 | 122092400 | 104146000 | 88333000 | 75154100 | 63169800 | 51346400 | 41403100 | 32773000 | 26023500 | 20079500 | 14692000 | 9914900 | 5856500 | 3852800
OUT | Sub-Saharan Africa (excluding high income) | SSA | 87237000 | 89721000 | 78591000 | 80567000 | 69779000 | 71287000 | 60542000 | 61544000 | 51825200 | 52314500 | 44117400 | 44208600 | 37714000 | 37433100 | 31894200 | 31268300 | 25978500 | 25360500 | 21032900 | 20362800 | 16863700 | 15902600 | 13574900 | 12442500 | 10689600 | 9385100 | 7968600 | 6720300 | 5519400 | 4393800 | 3360200 | 2494700 | 2336300 | 1514900 | 569032000 | 566924000 | 1135954000 | 2.6282 | 176958000 | 159158000 | 141066000 | 122086000 | 104139700 | 88326000 | 75147100 | 63162500 | 51339000 | 41395700 | 32766300 | 26017400 | 20074700 | 14688900 | 9913200 | 5854900 | 3851200
OUT | Sub-Saharan Africa (IDA & IBRD countries) | TSS | 87240800 | 89725100 | 78594800 | 80571100 | 69782600 | 71290800 | 60545100 | 61547300 | 51828300 | 52317700 | 44120700 | 44212300 | 37717200 | 37436900 | 31897500 | 31272300 | 25981900 | 25364500 | 21036400 | 20366700 | 16867000 | 15906000 | 13578000 | 12445500 | 10692000 | 9387500 | 7970200 | 6721800 | 5520300 | 4394600 | 3361100 | 2495400 | 2337400 | 1515400 | 569080000 | 566974000 | 1136052000 | 2.6281 | 176965900 | 159165900 | 141073400 | 122092400 | 104146000 | 88333000 | 75154100 | 63169800 | 51346400 | 41403100 | 32773000 | 26023500 | 20079500 | 14692000 | 9914900 | 5856500 | 3852800
OUT | South Asia | SAS | 81079000 | 88261000 | 80455000 | 87664000 | 83452000 | 91224000 | 82251000 | 90969000 | 79578000 | 87737000 | 75793000 | 82665000 | 71779000 | 77063000 | 65754000 | 69846000 | 57580000 | 60378000 | 50314000 | 52391000 | 43669300 | 45435000 | 37368800 | 38633500 | 30315900 | 30959700 | 23296400 | 23432800 | 15814700 | 14884500 | 10362200 | 9261400 | 9356800 | 7774600 | 898220000 | 958580000 | 1856800000 | 1.1477 | 169340000 | 168119000 | 174676000 | 173220000 | 167315000 | 158458000 | 148842000 | 135600000 | 117958000 | 102705000 | 89104300 | 76002300 | 61275600 | 46729200 | 30699200 | 19623600 | 17131400
OUT | South Asia (IDA & IBRD) | TSA | 81079000 | 88261000 | 80455000 | 87664000 | 83452000 | 91224000 | 82251000 | 90969000 | 79578000 | 87737000 | 75793000 | 82665000 | 71779000 | 77063000 | 65754000 | 69846000 | 57580000 | 60378000 | 50314000 | 52391000 | 43669300 | 45435000 | 37368800 | 38633500 | 30315900 | 30959700 | 23296400 | 23432800 | 15814700 | 14884500 | 10362200 | 9261400 | 9356800 | 7774600 | 898220000 | 958580000 | 1856800000 | 1.1477 | 169340000 | 168119000 | 174676000 | 173220000 | 167315000 | 158458000 | 148842000 | 135600000 | 117958000 | 102705000 | 89104300 | 76002300 | 61275600 | 46729200 | 30699200 | 19623600 | 17131400
OUT | Small states | SST | 2088600 | 2156900 | 1980500 | 2044100 | 1832500 | 1887500 | 1690900 | 1763700 | 1627600 | 1875300 | 1647600 | 2189800 | 1566100 | 2112000 | 1405400 | 1724000 | 1170600 | 1379100 | 1008200 | 1172600 | 867100 | 962900 | 778900 | 805200 | 648700 | 622500 | 505600 | 454200 | 370100 | 311900 | 263800 | 192700 | 303100 | 182300 | 19770000 | 21828000 | 41855000 | 1.5233 | 4245500 | 4024600 | 3720000 | 3454600 | 3502900 | 3837400 | 3678100 | 3129400 | 2549700 | 2180800 | 1830000 | 1584100 | 1271200 | 959800 | 682000 | 456500 | 485400
OUT | Post-demographic dividend | PST | 27737000 | 29161400 | 29073200 | 30605600 | 29849000 | 31452300 | 29637700 | 31193300 | 31649000 | 33229300 | 34423100 | 36050000 | 36009800 | 37102400 | 36782400 | 37267600 | 36794300 | 36893400 | 38432800 | 38369900 | 38804600 | 38448600 | 39167200 | 38133300 | 36468500 | 34337700 | 33178900 | 29846500 | 29611700 | 25552700 | 22659900 | 17931400 | 37759000 | 22661500 | 568036000 | 548230000 | 1116268000 | 0.28056 | 56898400 | 59678800 | 61301300 | 60831000 | 64878300 | 70473100 | 73112200 | 74050000 | 73687700 | 76802700 | 77253200 | 77300500 | 70806200 | 63025400 | 55164400 | 40591300 | 60420500
OUT | Pre-demographic dividend | PRE | 76836000 | 79170000 | 68919000 | 70810000 | 60965000 | 62427000 | 52397000 | 53429000 | 44144000 | 44655000 | 37027000 | 37230000 | 31289000 | 31235000 | 26255000 | 25945000 | 21564000 | 21180000 | 17383000 | 16857000 | 13837000 | 13107000 | 10936000 | 10135000 | 8473900 | 7575400 | 6349100 | 5447000 | 4297400 | 3503500 | 2569000 | 1966000 | 1714800 | 1151500 | 484962000 | 485835000 | 970795000 | 2.7402 | 156006000 | 139729000 | 123392000 | 105826000 | 88799000 | 74257000 | 62524000 | 52200000 | 42744000 | 34240000 | 26944000 | 21071000 | 16049300 | 11796100 | 7800900 | 4535000 | 2866300
OUT | Other small states | OSS | 1669800 | 1714100 | 1562800 | 1605100 | 1426600 | 1465800 | 1295100 | 1350300 | 1229300 | 1459700 | 1260700 | 1791300 | 1208200 | 1749900 | 1054500 | 1382300 | 861900 | 1085500 | 713400 | 891700 | 599300 | 703000 | 527800 | 565000 | 444300 | 433000 | 355300 | 316800 | 257800 | 212000 | 187600 | 130400 | 217100 | 115100 | 14883000 | 16966000 | 31882000 | 1.7586 | 3383900 | 3167900 | 2892400 | 2645400 | 2689000 | 3052000 | 2958100 | 2436800 | 1947400 | 1605100 | 1302300 | 1092800 | 877300 | 672100 | 469800 | 318000 | 332200
OUT | Pacific island small states | PSS | 145300 | 155400 | 137500 | 146000 | 126100 | 133200 | 110400 | 118000 | 100500 | 107300 | 92500 | 96000 | 83300 | 83900 | 77800 | 78100 | 68800 | 68800 | 59100 | 60100 | 51700 | 53100 | 45600 | 45800 | 36200 | 35000 | 25000 | 23500 | 18000 | 15100 | 10900 | 8200 | 8100 | 6100 | 1198000 | 1232000 | 2530000 | 1.4028 | 300700 | 283500 | 259300 | 228400 | 207800 | 188500 | 167200 | 155900 | 137600 | 119200 | 104800 | 91400 | 71200 | 48500 | 33100 | 19100 | 14200
OUT | Not classified | INX | 0 | 0 | 0 | 0 | 0 | 0 | 0 | 0 | 0 | 0 | 0 | 0 | 0 | 0 | 0 | 0 | 0 | 0 | 0 | 0 | 0 | 0 | 0 | 0 | 0 | 0 | 0 | 0 | 0 | 0 | 0 | 0 | 0 | 0 | 0 | 0 | 0 | 0 | 0 | 0 | 0 | 0 | 0 | 0 | 0 | 0 | 0 | 0 | 0 | 0 | 0 | 0 | 0 | 0 | 0
OUT | OECD members | OED | 36385000 | 38198000 | 37845000 | 39742000 | 38611000 | 40576000 | 38543000 | 40385000 | 40371000 | 42073000 | 42767000 | 44446000 | 43498000 | 44438000 | 44133000 | 44378000 | 43780000 | 43565000 | 44604000 | 44174000 | 43913000 | 43249000 | 43077000 | 41859000 | 39948000 | 37543000 | 35826000 | 32328000 | 31631300 | 27408400 | 23942700 | 19144700 | 39265800 | 23880200 | 668148000 | 647384000 | 1315534000 | 0.44652 | 74583000 | 77587000 | 79187000 | 78928000 | 82444000 | 87213000 | 87936000 | 88511000 | 87345000 | 88778000 | 87162000 | 84936000 | 77491000 | 68154000 | 59039700 | 43087400 | 63146000
OUT | North America | NAC | 10619000 | 11102000 | 10791000 | 11285000 | 11307000 | 11820000 | 11407000 | 11880000 | 12119000 | 12560000 | 13065000 | 13565000 | 12689000 | 13049000 | 12115000 | 12209000 | 11441000 | 11368000 | 11304000 | 11185000 | 11493000 | 11562000 | 12246000 | 12111000 | 11934000 | 11351000 | 10481000 | 9535000 | 8655000 | 7530000 | 6073000 | 4906000 | 8921000 | 5924000 | 186658000 | 182941000 | 369599000 | 0.73315 | 21721000 | 22076000 | 23127000 | 23287000 | 24679000 | 26630000 | 25738000 | 24324000 | 22809000 | 22489000 | 23055000 | 24357000 | 23285000 | 20016000 | 16185000 | 10979000 | 14845000
OUT | Middle East & North Africa | MEA | 24142000 | 25364000 | 23203000 | 24461000 | 20100000 | 21168000 | 17847000 | 18710000 | 17501000 | 18730000 | 18553000 | 20792000 | 19247000 | 21790000 | 17780000 | 19901000 | 14850000 | 16853000 | 12103000 | 13643000 | 10224000 | 11166000 | 8337000 | 9010000 | 6721000 | 6994000 | 5179000 | 5069800 | 3494700 | 3208000 | 2261400 | 1973700 | 2274300 | 1802900 | 223829000 | 240632000 | 464460000 | 1.7078 | 49506000 | 47664000 | 41268000 | 36557000 | 36231000 | 39345000 | 41037000 | 37681000 | 31703000 | 25746000 | 21390000 | 17347000 | 13715000 | 10248800 | 6702700 | 4235100 | 4077200
OUT | Middle East & North Africa (excluding high income) | MNA | 21499000 | 22622000 | 20598000 | 21738000 | 17796000 | 18735000 | 15904000 | 16681000 | 15523000 | 16108000 | 16124000 | 16438000 | 16538000 | 16610000 | 15241000 | 15249000 | 12627000 | 12655000 | 10380000 | 10237000 | 9021000 | 8785000 | 7450000 | 7296000 | 6071000 | 5898000 | 4642200 | 4416800 | 3122100 | 2830800 | 2023400 | 1739000 | 1975400 | 1577400 | 196544000 | 199617000 | 396157000 | 1.7188 | 44121000 | 42336000 | 36531000 | 32585000 | 31631000 | 32562000 | 33148000 | 30490000 | 25282000 | 20617000 | 17806000 | 14746000 | 11969000 | 9059000 | 5952900 | 3762400 | 3552800
OUT | Middle East & North Africa (IDA & IBRD countries) | TMN | 21180000 | 22288000 | 20288000 | 21414000 | 17523000 | 18450000 | 15664000 | 16433000 | 15291000 | 15869000 | 15908000 | 16214000 | 16367000 | 16432000 | 15104000 | 15108000 | 12512000 | 12537000 | 10286000 | 10141000 | 8943000 | 8706000 | 7388000 | 7235000 | 6028000 | 5858000 | 4610200 | 4388800 | 3099100 | 2807800 | 2008400 | 1726000 | 1963400 | 1568700 | 194172000 | 197176000 | 391344000 | 1.7078 | 43468000 | 41702000 | 35973000 | 32097000 | 31160000 | 32122000 | 32799000 | 30212000 | 25049000 | 20427000 | 17649000 | 14623000 | 11886000 | 8999000 | 5906900 | 3734400 | 3532100
OUT | Middle income | MIC | 239903800 | 257563400 | 237342500 | 255697400 | 230134900 | 248971400 | 221690100 | 240236100 | 218078500 | 234622800 | 219390200 | 233333100 | 230027100 | 239866800 | 205486700 | 211853400 | 185753900 | 189331700 | 181286900 | 183241800 | 168969200 | 168221900 | 144288600 | 141685900 | 118344800 | 112888600 | 99808100 | 91836200 | 66180400 | 56750000 | 42827500 | 33954900 | 48474100 | 30918200 | 2858008000 | 2930983000 | 5791067000 | 0.97066 | 497467200 | 493039900 | 479106300 | 461926200 | 452701300 | 452723300 | 469893900 | 417340100 | 375085600 | 364528700 | 337191100 | 285974500 | 231233400 | 191644300 | 122930400 | 76782400 | 79392300
OUT | Arab World | ARB | 24895000 | 26033000 | 23809000 | 24943000 | 20673000 | 21655000 | 18347000 | 19132000 | 17480000 | 18697000 | 17358000 | 19632000 | 16719000 | 19282000 | 15054000 | 17138000 | 12799000 | 14668000 | 10508000 | 11934000 | 8719000 | 9592000 | 7087000 | 7747000 | 5582100 | 5841500 | 4318400 | 4196500 | 2916500 | 2640300 | 1925900 | 1586000 | 1863200 | 1310300 | 210062000 | 226030000 | 436091000 | 1.9197 | 50928000 | 48752000 | 42328000 | 37479000 | 36177000 | 36990000 | 36001000 | 32192000 | 27467000 | 22442000 | 18311000 | 14834000 | 11423600 | 8514900 | 5556800 | 3511900 | 3173500
OUT | Caribbean small states | CSS | 273500 | 287400 | 280200 | 293000 | 279800 | 288500 | 285400 | 295400 | 297800 | 308300 | 294400 | 302500 | 274600 | 278200 | 273100 | 263600 | 239900 | 224800 | 235700 | 220800 | 216100 | 206800 | 205500 | 194400 | 168200 | 154500 | 125300 | 113900 | 94300 | 84800 | 65300 | 54100 | 77900 | 61100 | 3689000 | 3630000 | 7443000 | 0.56749 | 560900 | 573200 | 568300 | 580800 | 606100 | 596900 | 552800 | 536700 | 464700 | 456500 | 422900 | 399900 | 322700 | 239200 | 179100 | 119400 | 139000
OUT | Central Europe and the Baltics | CEB | 2455000 | 2594000 | 2489000 | 2626000 | 2616000 | 2756000 | 2359000 | 2475000 | 2513000 | 2632000 | 3055000 | 3240000 | 3496000 | 3756000 | 3620000 | 3852000 | 3940000 | 4082000 | 3705000 | 3777000 | 3384000 | 3349000 | 3255000 | 3065000 | 3703000 | 3248000 | 3671000 | 2940000 | 2949000 | 2116000 | 2088000 | 1285000 | 3242000 | 1506000 | 52547000 | 49300000 | 101847000 | -0.32687 | 5049000 | 5115000 | 5372000 | 4834000 | 5145000 | 6295000 | 7252000 | 7472000 | 8022000 | 7482000 | 6733000 | 6320000 | 6951000 | 6611000 | 5065000 | 3373000 | 4748000
OUT | Early-demographic dividend | EAR | 153428700 | 163715000 | 151831000 | 162004700 | 149760300 | 160221600 | 145233100 | 156412800 | 141055800 | 151028700 | 135962200 | 144080800 | 129604900 | 135305700 | 120217200 | 124582500 | 105185100 | 108242100 | 92007100 | 93938400 | 79742800 | 80589800 | 67864700 | 67568600 | 55083700 | 53749400 | 42029400 | 40104500 | 28840000 | 25601400 | 19110900 | 16009300 | 18612200 | 13823900 | 1635590000 | 1696964000 | 3332556000 | 1.2633 | 317143700 | 313835700 | 309981900 | 301645900 | 292084500 | 280043000 | 264910600 | 244799700 | 213427200 | 185945500 | 160332600 | 135433300 | 108833100 | 82133900 | 54441400 | 35120200 | 32436100
OUT | East Asia & Pacific | EAS | 72270600 | 79040400 | 74138400 | 81807900 | 71699600 | 79897000 | 71173100 | 78828100 | 74484100 | 81493500 | 80149900 | 86367400 | 94469100 | 98970800 | 81996800 | 84823200 | 78428900 | 80747400 | 89565200 | 91881300 | 89257100 | 89838500 | 73861300 | 73977700 | 60346300 | 59194600 | 54797300 | 52028200 | 37544500 | 33089000 | 24659400 | 19976200 | 31118700 | 19174700 | 1159958000 | 1191134000 | 2351307000 | 0.47977 | 151311000 | 155946300 | 151596600 | 150001200 | 155977600 | 166517300 | 193439900 | 166820000 | 159176300 | 181446500 | 179095600 | 147839000 | 119540900 | 106825500 | 70633500 | 44635600 | 50293400
OUT | East Asia & Pacific (excluding high income) | EAP | 67219300 | 73692400 | 68650500 | 75994000 | 66172100 | 74035200 | 65426400 | 72715000 | 67936500 | 74497300 | 73162500 | 78881000 | 87114300 | 91297900 | 73735800 | 76356100 | 69740800 | 71943800 | 80017100 | 82205100 | 80342700 | 80945100 | 65338600 | 65495800 | 52381200 | 51376000 | 47189000 | 44819300 | 30241500 | 26512600 | 18909000 | 15324800 | 21116600 | 13359300 | 1034694000 | 1069450000 | 2104283000 | 0.52616 | 140911700 | 144644500 | 140207300 | 138141400 | 142433800 | 152043500 | 178412200 | 150091900 | 141684600 | 162222200 | 161287800 | 130834400 | 103757200 | 92008300 | 56754100 | 34233800 | 34475900
OUT | East Asia & Pacific (IDA & IBRD countries) | TEA | 66367300 | 72798400 | 67827500 | 75132000 | 65348100 | 73174200 | 64507400 | 71758000 | 66988500 | 73504300 | 72188500 | 77871000 | 86203300 | 90357900 | 72851800 | 75449100 | 68968800 | 71158800 | 78940100 | 81124100 | 79264700 | 79883100 | 64578600 | 64773800 | 51603200 | 50681000 | 46811000 | 44535300 | 29780500 | 26227600 | 18529000 | 15145800 | 20764600 | 13267300 | 1021524000 | 1056842000 | 2078467000 | 0.52724 | 139165700 | 142959500 | 138522300 | 136265400 | 140492800 | 150059500 | 176561200 | 148300900 | 140127600 | 160064200 | 159147800 | 129352400 | 102284200 | 91346300 | 56008100 | 33674800 | 34031900
OUT | Euro area | EMU | 7893000 | 8330000 | 8324000 | 8805000 | 8628000 | 9159000 | 8593000 | 9133000 | 8829000 | 9355000 | 9394000 | 9840000 | 10292000 | 10551000 | 11032000 | 11115000 | 11482000 | 11539000 | 12161000 | 12198000 | 12895000 | 12762000 | 12786000 | 12398000 | 11446000 | 10740000 | 10238000 | 9208000 | 9260000 | 8017000 | 7504500 | 5999700 | 13825000 | 8249400 | 174590000 | 167399000 | 341989000 | 0.029542 | 16223000 | 17129000 | 17787000 | 17726000 | 18184000 | 19234000 | 20843000 | 22147000 | 23021000 | 24359000 | 25657000 | 25184000 | 22186000 | 19446000 | 17277000 | 13504200 | 22074400
OUT | Europe & Central Asia | ECS | 26713200 | 28204500 | 27579400 | 29136400 | 26587100 | 28089400 | 24851600 | 26216800 | 25586100 | 26865400 | 29024500 | 30206800 | 32938800 | 33665900 | 32789900 | 32996200 | 32031800 | 31640800 | 31521700 | 30745600 | 31026000 | 29587800 | 31937300 | 29292100 | 29869400 | 25852200 | 26607700 | 21451700 | 21502300 | 16672000 | 16014400 | 11275400 | 27459900 | 14601400 | 474050000 | 446502000 | 922779000 | 0.20393 | 54917700 | 56715800 | 54676500 | 51068400 | 52451500 | 59231300 | 66604700 | 65786100 | 63672600 | 62267300 | 60613800 | 61229400 | 55721600 | 48059400 | 38174300 | 27289800 | 42061300
OUT | Europe & Central Asia (excluding high income) | ECA | 14606000 | 15436000 | 14948000 | 15803000 | 13651000 | 14406000 | 12244000 | 12901000 | 12344000 | 12928000 | 14487000 | 15021000 | 17195000 | 17465000 | 16160000 | 16134000 | 15024000 | 14479000 | 13988000 | 13162000 | 12792000 | 11542000 | 13911000 | 11810000 | 13301000 | 10307000 | 11616000 | 8019000 | 7851000 | 4936000 | 5372700 | 2827100 | 8751000 | 3466900 | 218240000 | 200646000 | 420757000 | 0.32045 | 30042000 | 30751000 | 28057000 | 25145000 | 25272000 | 29508000 | 34660000 | 32294000 | 29503000 | 27150000 | 24334000 | 25721000 | 23608000 | 19635000 | 12787000 | 8199800 | 12217900
OUT | Europe & Central Asia (IDA & IBRD countries) | TEC | 15611000 | 16496000 | 15969000 | 16879000 | 14715000 | 15523000 | 13190000 | 13882000 | 13428000 | 14042000 | 15802000 | 16402000 | 18674000 | 19063000 | 17828000 | 17920000 | 16618000 | 16124000 | 15404000 | 14585000 | 14059000 | 12788000 | 15259000 | 13081000 | 14894000 | 11722000 | 13114000 | 9240000 | 9042000 | 5803000 | 6110700 | 3286100 | 10110000 | 4079900 | 239827000 | 220918000 | 462615000 | 0.26789 | 32107000 | 32848000 | 30238000 | 27072000 | 27470000 | 32204000 | 37737000 | 35748000 | 32742000 | 29989000 | 26847000 | 28340000 | 26616000 | 22354000 | 14845000 | 9396800 | 14189900
OUT | European Union | EUU | 12347000 | 13022000 | 12896000 | 13616000 | 13281000 | 14049000 | 12873000 | 13606000 | 13462000 | 14183000 | 14782000 | 15474000 | 16162000 | 16686000 | 16949000 | 17224000 | 17566000 | 17743000 | 18049000 | 18120000 | 18713000 | 18507000 | 18317000 | 17720000 | 17090000 | 15933000 | 15580000 | 13830000 | 14092000 | 11967000 | 10916500 | 8553700 | 19111000 | 11293400 | 262195000 | 251523000 | 513719000 | 0.048883 | 25369000 | 26512000 | 27330000 | 26479000 | 27645000 | 30256000 | 32848000 | 34173000 | 35309000 | 36169000 | 37220000 | 36037000 | 33023000 | 29410000 | 26059000 | 19470200 | 30404400
OUT | Fragile and conflict affected situations | FCS | 38327400 | 39423100 | 35069500 | 36008600 | 31759400 | 32525800 | 28169600 | 28736100 | 24573000 | 24857500 | 21199900 | 21254400 | 18209600 | 18054800 | 15594400 | 15309000 | 13110200 | 12771100 | 10845400 | 10394000 | 8971500 | 8379000 | 7199600 | 6565600 | 5681500 | 5013600 | 4435000 | 3710300 | 2888300 | 2346500 | 1834800 | 1397200 | 1453900 | 949400 | 269332000 | 267691000 | 538961000 | 2.304 | 77750500 | 71078100 | 64285200 | 56905700 | 49430500 | 42454300 | 36264400 | 30903400 | 25881300 | 21239400 | 17350500 | 13765200 | 10695100 | 8145300 | 5234800 | 3232000 | 2403300
OUT | Heavily indebted poor countries (HIPC) | HPC | 63592000 | 65245000 | 57139000 | 58491000 | 51115000 | 52171000 | 44739000 | 45498000 | 38363200 | 38736500 | 32258400 | 32345600 | 26830000 | 26612100 | 22514200 | 21897300 | 18264500 | 17695500 | 14783900 | 14240800 | 11940700 | 11218600 | 9559900 | 8758500 | 7528400 | 6657500 | 5659900 | 4844400 | 4004900 | 3208600 | 2491900 | 1897400 | 1879300 | 1294100 | 412665000 | 410816000 | 823482000 | 2.7158 | 128837000 | 115630000 | 103286000 | 90237000 | 77099700 | 64604000 | 53442100 | 44411500 | 35960000 | 29024700 | 23159300 | 18318400 | 14185900 | 10504300 | 7213500 | 4389300 | 3173400
OUT | High income | HIC | 31422600 | 33005700 | 32611500 | 34295700 | 33188400 | 34955700 | 32794300 | 34477400 | 35033400 | 37310200 | 38265100 | 41874800 | 39719900 | 43353100 | 40704800 | 43356000 | 40490600 | 42647300 | 41201700 | 42906900 | 40899000 | 41876400 | 40690300 | 40715500 | 38009500 | 36605800 | 34364200 | 31465700 | 30565400 | 26692700 | 23141100 | 18567100 | 38580600 | 23466700 | 611690000 | 607562000 | 1219876000 | 0.39471 | 64428300 | 66907200 | 68144100 | 67271700 | 72343600 | 80139900 | 83073000 | 84060800 | 83137900 | 84108600 | 82775400 | 81405800 | 74615300 | 65829900 | 57258100 | 41708200 | 62047300
OUT | Low & middle income | LMY | 295868800 | 315070400 | 287669500 | 307240400 | 275388900 | 295178400 | 261588100 | 280832100 | 252828500 | 269582800 | 248972200 | 262653100 | 254725100 | 263927800 | 226185700 | 231555400 | 202473900 | 205259700 | 195204900 | 196536800 | 180469200 | 178917900 | 153465600 | 150002900 | 125764800 | 119400600 | 105195100 | 96386200 | 70201800 | 59846300 | 45428900 | 35812400 | 50439600 | 32125200 | 3231892000 | 3300332000 | 6534303000 | 1.1588 | 610939200 | 594909900 | 570567300 | 542420200 | 522411300 | 511625300 | 518652900 | 457741100 | 407733600 | 391741700 | 359387100 | 303468500 | 245165400 | 201581300 | 130048100 | 81241300 | 82564800
OUT | Low income | LIC | 55965000 | 57507000 | 50327000 | 51543000 | 45254000 | 46207000 | 39898000 | 40596000 | 34750000 | 34960000 | 29582000 | 29320000 | 24698000 | 24061000 | 20699000 | 19702000 | 16720000 | 15928000 | 13918000 | 13295000 | 11500000 | 10696000 | 9177000 | 8317000 | 7420000 | 6512000 | 5387000 | 4550000 | 4021400 | 3096300 | 2601400 | 1857500 | 1965500 | 1207000 | 373884000 | 369349000 | 743236000 | 2.6488 | 113472000 | 101870000 | 91461000 | 80494000 | 69710000 | 58902000 | 48759000 | 40401000 | 32648000 | 27213000 | 22196000 | 17494000 | 13932000 | 9937000 | 7117700 | 4458900 | 3172500
OUT | Lower middle income | LMC | 151489400 | 161883100 | 147993500 | 158212600 | 144192400 | 154662800 | 137713600 | 148767100 | 131106200 | 141174000 | 124681300 | 132893000 | 117759600 | 123533900 | 108594700 | 113005200 | 94852700 | 97564700 | 83069800 | 84603400 | 71975800 | 72701600 | 61829900 | 61556600 | 50239500 | 48907800 | 38032900 | 36050300 | 25549600 | 22434500 | 16721100 | 13647700 | 16342600 | 11419300 | 1522150000 | 1583032000 | 3105181000 | 1.3391 | 313372500 | 306206100 | 298855200 | 286480700 | 272280200 | 257574300 | 241293500 | 221599900 | 192417400 | 167673200 | 144677400 | 123386500 | 99147300 | 74083200 | 47984100 | 30368800 | 27761900
OUT | Late-demographic dividend | LTE | 68782200 | 75484700 | 69936400 | 77554200 | 67514800 | 75505500 | 66516700 | 73624000 | 70279200 | 77185300 | 79029100 | 86321800 | 96733500 | 102802600 | 82663600 | 86143700 | 78386600 | 80579300 | 87688000 | 89401200 | 88059700 | 87748400 | 75226700 | 73974400 | 62878200 | 59517900 | 57247400 | 51782000 | 37543800 | 31442700 | 23895500 | 18214700 | 30439400 | 17571900 | 1142825000 | 1164857000 | 2307681000 | 0.39197 | 144266900 | 147490600 | 143020300 | 140140700 | 147464500 | 165350900 | 199536100 | 168807300 | 158965900 | 177089200 | 175808100 | 149201100 | 122396100 | 109029400 | 68986500 | 42110200 | 48011300
OUT | Latin America & Caribbean | LCN | 25226800 | 26379100 | 25519400 | 26610700 | 25649000 | 26644900 | 26307600 | 27158300 | 26765400 | 27189400 | 26531200 | 26719400 | 25604900 | 25305300 | 24557300 | 23863700 | 22650900 | 21555300 | 20562300 | 19231100 | 18831800 | 17299000 | 16827500 | 15248600 | 13895700 | 12267400 | 11227700 | 9612600 | 8235700 | 6760900 | 5838500 | 4491400 | 7552100 | 4798900 | 331787000 | 321131000 | 653182000 | 0.9101 | 51605900 | 52130100 | 52293900 | 53465900 | 53954800 | 53250600 | 50910200 | 48421000 | 44206200 | 39793400 | 36130800 | 32076100 | 26163100 | 20840300 | 14996600 | 10329900 | 12351000
OUT | Latin America & Caribbean (excluding high income) | LAC | 24228500 | 25338000 | 24427000 | 25474400 | 24538800 | 25491200 | 25220700 | 26022100 | 25621800 | 25998000 | 25288300 | 25439500 | 24384800 | 24058800 | 23400700 | 22702000 | 21523600 | 20443400 | 19472900 | 18178900 | 17780500 | 16308200 | 15822300 | 14325100 | 13006100 | 11474800 | 10482900 | 8978000 | 7653100 | 6288600 | 5401400 | 4165400 | 6903500 | 4432100 | 315162000 | 305115000 | 620352000 | 0.91717 | 49566500 | 49901400 | 50030000 | 51242800 | 51619800 | 50727800 | 48443600 | 46102700 | 41967000 | 37651800 | 34088700 | 30147400 | 24480900 | 19460900 | 13941700 | 9566800 | 11335600
OUT | Latin America & the Caribbean (IDA & IBRD countries) | TLA | 24873100 | 26004700 | 25098600 | 26165100 | 25205200 | 26177600 | 25863200 | 26678700 | 26314600 | 26702800 | 26067000 | 26226100 | 25076500 | 24763200 | 24081400 | 23386300 | 22196300 | 21106600 | 19931700 | 18617100 | 18156100 | 16669400 | 16165500 | 14643900 | 13425600 | 11850000 | 10793700 | 9246600 | 7875400 | 6458800 | 5556300 | 4263100 | 7175400 | 4540800 | 323860000 | 313494000 | 637480000 | 0.93321 | 50877800 | 51263700 | 51382800 | 52541900 | 53017400 | 52293100 | 49839700 | 47467700 | 43302900 | 38548800 | 34825500 | 30809400 | 25275600 | 20040300 | 14334200 | 9819400 | 11716200
OUT | Least developed countries: UN classification | LDC | 73543400 | 75613800 | 67354800 | 69045500 | 61763600 | 63135800 | 55716000 | 56786200 | 49292600 | 49676000 | 42931200 | 42510400 | 36757700 | 35621500 | 31879300 | 30348800 | 26179800 | 24909600 | 21669000 | 20682700 | 17932200 | 16973100 | 14507600 | 13541200 | 11073100 | 10011200 | 8080500 | 7081000 | 5848600 | 4849500 | 3801100 | 3010000 | 3076700 | 2212200 | 531416000 | 526010000 | 1057439000 | 2.3273 | 149157200 | 136400300 | 124899400 | 112502200 | 98968600 | 85441600 | 72379200 | 62228100 | 51089400 | 42351700 | 34905300 | 28048800 | 21084300 | 15161500 | 10698100 | 6811100 | 5288900

## Population Data by Age
Population data by age
Description: Downloaded data showing population by age (in 5 year groupings) for 2019 and 2020
Source: World Bank population data
Search | Country Name | Country Code | Series Name | Series Code | 2019 | 2020
AFGPopulation ages 0-14, female | Afghanistan | AFG | Population ages 0-14, female | SP.POP.0014.FE.IN | 7886000 | 7947000
AFGPopulation ages 0-14, male | Afghanistan | AFG | Population ages 0-14, male | SP.POP.0014.MA.IN | 8272000 | 8334000
AFGPopulation ages 00-04, female | Afghanistan | AFG | Population ages 00-04, female | SP.POP.0004.FE | 2747000 | 2765000
AFGPopulation ages 00-04, male | Afghanistan | AFG | Population ages 00-04, male | SP.POP.0004.MA | 2891000 | 2907000
AFGPopulation ages 05-09, female | Afghanistan | AFG | Population ages 05-09, female | SP.POP.0509.FE | 2637000 | 2642000
AFGPopulation ages 05-09, male | Afghanistan | AFG | Population ages 05-09, male | SP.POP.0509.MA | 2765000 | 2775000
AFGPopulation ages 10-14, female | Afghanistan | AFG | Population ages 10-14, female | SP.POP.1014.FE | 2502000 | 2540000
AFGPopulation ages 10-14, male | Afghanistan | AFG | Population ages 10-14, male | SP.POP.1014.MA | 2615000 | 2652000
AFGPopulation ages 15-19, female | Afghanistan | AFG | Population ages 15-19, female | SP.POP.1519.FE | 2198000 | 2252000
AFGPopulation ages 15-19, male | Afghanistan | AFG | Population ages 15-19, male | SP.POP.1519.MA | 2322000 | 2378000
AFGPopulation ages 20-24, female | Afghanistan | AFG | Population ages 20-24, female | SP.POP.2024.FE | 1844000 | 1909000
AFGPopulation ages 20-24, male | Afghanistan | AFG | Population ages 20-24, male | SP.POP.2024.MA | 1951000 | 2017000
AFGPopulation ages 25-29, female | Afghanistan | AFG | Population ages 25-29, female | SP.POP.2529.FE | 1433000 | 1499000
AFGPopulation ages 25-29, male | Afghanistan | AFG | Population ages 25-29, male | SP.POP.2529.MA | 1551000 | 1611000
AFGPopulation ages 30-34, female | Afghanistan | AFG | Population ages 30-34, female | SP.POP.3034.FE | 1138000 | 1179000
AFGPopulation ages 30-34, male | Afghanistan | AFG | Population ages 30-34, male | SP.POP.3034.MA | 1256000 | 1299000
AFGPopulation ages 35-39, female | Afghanistan | AFG | Population ages 35-39, female | SP.POP.3539.FE | 954000 | 988000
AFGPopulation ages 35-39, male | Afghanistan | AFG | Population ages 35-39, male | SP.POP.3539.MA | 1033000 | 1068000
AFGPopulation ages 40-44, female | Afghanistan | AFG | Population ages 40-44, female | SP.POP.4044.FE | 759000 | 791000
AFGPopulation ages 40-44, male | Afghanistan | AFG | Population ages 40-44, male | SP.POP.4044.MA | 834000 | 868000
AFGPopulation ages 45-49, female | Afghanistan | AFG | Population ages 45-49, female | SP.POP.4549.FE | 604000 | 628000
AFGPopulation ages 45-49, male | Afghanistan | AFG | Population ages 45-49, male | SP.POP.4549.MA | 650000 | 677000
AFGPopulation ages 50-54, female | Afghanistan | AFG | Population ages 50-54, female | SP.POP.5054.FE | 485000 | 503000
AFGPopulation ages 50-54, male | Afghanistan | AFG | Population ages 50-54, male | SP.POP.5054.MA | 510000 | 529000
AFGPopulation ages 55-59, male | Afghanistan | AFG | Population ages 55-59, male | SP.POP.5559.MA | 396000 | 411000
AFGPopulation ages 55-59, female | Afghanistan | AFG | Population ages 55-59, female | SP.POP.5559.FE | 382000 | 396000
AFGPopulation ages 65-69, male | Afghanistan | AFG | Population ages 65-69, male | SP.POP.6569.MA | 208000 | 216000
AFGPopulation ages 65-69, female | Afghanistan | AFG | Population ages 65-69, female | SP.POP.6569.FE | 224000 | 229000
AFGPopulation ages 60-64, female | Afghanistan | AFG | Population ages 60-64, female | SP.POP.6064.FE | 296000 | 308000
AFGPopulation ages 60-64, male | Afghanistan | AFG | Population ages 60-64, male | SP.POP.6064.MA | 293000 | 305000
AFGPopulation ages 70-74, female | Afghanistan | AFG | Population ages 70-74, female | SP.POP.7074.FE | 165000 | 172000
AFGPopulation ages 70-74, male | Afghanistan | AFG | Population ages 70-74, male | SP.POP.7074.MA | 135000 | 140000
AFGPopulation ages 75-79, female | Afghanistan | AFG | Population ages 75-79, female | SP.POP.7579.FE | 85000 | 91000
AFGPopulation ages 75-79, male | Afghanistan | AFG | Population ages 75-79, male | SP.POP.7579.MA | 74000 | 77000
AFGPopulation ages 80 and above, female | Afghanistan | AFG | Population ages 80 and above, female | SP.POP.80UP.FE | 60000 | 60000
AFGPopulation ages 80 and above, male | Afghanistan | AFG | Population ages 80 and above, male | SP.POP.80UP.MA | 45000 | 46000
AFGPopulation, male | Afghanistan | AFG | Population, male | SP.POP.TOTL.MA.IN | 19530000 | 19976000
AFGPopulation, total | Afghanistan | AFG | Population, total | SP.POP.TOTL | 38042000 | 38928000
AFGPopulation, female | Afghanistan | AFG | Population, female | SP.POP.TOTL.FE.IN | 18512000 | 18952000
AFGPopulation growth (annual %) | Afghanistan | AFG | Population growth (annual %) | SP.POP.GROW | 0 | 0
ALBPopulation ages 0-14, female | Albania | ALB | Population ages 0-14, female | SP.POP.0014.FE.IN | 235000 | 234000
ALBPopulation ages 0-14, male | Albania | ALB | Population ages 0-14, male | SP.POP.0014.MA.IN | 263000 | 260000
ALBPopulation ages 00-04, female | Albania | ALB | Population ages 00-04, female | SP.POP.0004.FE | 81000 | 79000
ALBPopulation ages 00-04, male | Albania | ALB | Population ages 00-04, male | SP.POP.0004.MA | 88000 | 86000
ALBPopulation ages 05-09, female | Albania | ALB | Population ages 05-09, female | SP.POP.0509.FE | 78000 | 80000
ALBPopulation ages 05-09, male | Albania | ALB | Population ages 05-09, male | SP.POP.0509.MA | 86000 | 87000
ALBPopulation ages 10-14, female | Albania | ALB | Population ages 10-14, female | SP.POP.1014.FE | 77000 | 75000
ALBPopulation ages 10-14, male | Albania | ALB | Population ages 10-14, male | SP.POP.1014.MA | 89000 | 87000
ALBPopulation ages 15-19, female | Albania | ALB | Population ages 15-19, female | SP.POP.1519.FE | 98000 | 93000
ALBPopulation ages 15-19, male | Albania | ALB | Population ages 15-19, male | SP.POP.1519.MA | 109000 | 106000
ALBPopulation ages 20-24, female | Albania | ALB | Population ages 20-24, female | SP.POP.2024.FE | 114000 | 111000
ALBPopulation ages 20-24, male | Albania | ALB | Population ages 20-24, male | SP.POP.2024.MA | 121000 | 117000
ALBPopulation ages 25-29, female | Albania | ALB | Population ages 25-29, female | SP.POP.2529.FE | 114000 | 115000
ALBPopulation ages 25-29, male | Albania | ALB | Population ages 25-29, male | SP.POP.2529.MA | 131000 | 129000
ALBPopulation ages 30-34, female | Albania | ALB | Population ages 30-34, female | SP.POP.3034.FE | 97000 | 101000
ALBPopulation ages 30-34, male | Albania | ALB | Population ages 30-34, male | SP.POP.3034.MA | 118000 | 122000
ALBPopulation ages 35-39, female | Albania | ALB | Population ages 35-39, female | SP.POP.3539.FE | 74000 | 76000
ALBPopulation ages 35-39, male | Albania | ALB | Population ages 35-39, male | SP.POP.3539.MA | 86000 | 90000
ALBPopulation ages 40-44, female | Albania | ALB | Population ages 40-44, female | SP.POP.4044.FE | 79000 | 76000
ALBPopulation ages 40-44, male | Albania | ALB | Population ages 40-44, male | SP.POP.4044.MA | 76000 | 76000
ALBPopulation ages 45-49, female | Albania | ALB | Population ages 45-49, female | SP.POP.4549.FE | 92000 | 90000
ALBPopulation ages 45-49, male | Albania | ALB | Population ages 45-49, male | SP.POP.4549.MA | 82000 | 80000
ALBPopulation ages 50-54, female | Albania | ALB | Population ages 50-54, female | SP.POP.5054.FE | 97000 | 95000
ALBPopulation ages 50-54, male | Albania | ALB | Population ages 50-54, male | SP.POP.5054.MA | 91000 | 88000
ALBPopulation ages 55-59, male | Albania | ALB | Population ages 55-59, male | SP.POP.5559.MA | 99000 | 98000
ALBPopulation ages 55-59, female | Albania | ALB | Population ages 55-59, female | SP.POP.5559.FE | 103000 | 103000
ALBPopulation ages 65-69, male | Albania | ALB | Population ages 65-69, male | SP.POP.6569.MA | 67000 | 70000
ALBPopulation ages 65-69, female | Albania | ALB | Population ages 65-69, female | SP.POP.6569.FE | 70000 | 74000
ALBPopulation ages 60-64, female | Albania | ALB | Population ages 60-64, female | SP.POP.6064.FE | 92000 | 95000
ALBPopulation ages 60-64, male | Albania | ALB | Population ages 60-64, male | SP.POP.6064.MA | 88000 | 91000
ALBPopulation ages 70-74, female | Albania | ALB | Population ages 70-74, female | SP.POP.7074.FE | 54000 | 55000
ALBPopulation ages 70-74, male | Albania | ALB | Population ages 70-74, male | SP.POP.7074.MA | 51000 | 52000
ALBPopulation ages 75-79, female | Albania | ALB | Population ages 75-79, female | SP.POP.7579.FE | 44000 | 45000
ALBPopulation ages 75-79, male | Albania | ALB | Population ages 75-79, male | SP.POP.7579.MA | 40000 | 41000
ALBPopulation ages 80 and above, female | Albania | ALB | Population ages 80 and above, female | SP.POP.80UP.FE | 44000 | 45000
ALBPopulation ages 80 and above, male | Albania | ALB | Population ages 80 and above, male | SP.POP.80UP.MA | 37000 | 39000
ALBPopulation, male | Albania | ALB | Population, male | SP.POP.TOTL.MA.IN | 1460000 | 1459000
ALBPopulation, total | Albania | ALB | Population, total | SP.POP.TOTL | 2867000 | 2867000
ALBPopulation, female | Albania | ALB | Population, female | SP.POP.TOTL.FE.IN | 1407000 | 1408000
ALBPopulation growth (annual %) | Albania | ALB | Population growth (annual %) | SP.POP.GROW | 0 | 0
DZAPopulation ages 0-14, female | Algeria | DZA | Population ages 0-14, female | SP.POP.0014.FE.IN | 6439000 | 6609000
DZAPopulation ages 0-14, male | Algeria | DZA | Population ages 0-14, male | SP.POP.0014.MA.IN | 6713000 | 6890000
DZAPopulation ages 00-04, female | Algeria | DZA | Population ages 00-04, female | SP.POP.0004.FE | 2459000 | 2467000
DZAPopulation ages 00-04, male | Algeria | DZA | Population ages 00-04, male | SP.POP.0004.MA | 2566000 | 2574000
DZAPopulation ages 05-09, female | Algeria | DZA | Population ages 05-09, female | SP.POP.0509.FE | 2207000 | 2269000
DZAPopulation ages 05-09, male | Algeria | DZA | Population ages 05-09, male | SP.POP.0509.MA | 2301000 | 2367000
DZAPopulation ages 10-14, female | Algeria | DZA | Population ages 10-14, female | SP.POP.1014.FE | 1773000 | 1872000
DZAPopulation ages 10-14, male | Algeria | DZA | Population ages 10-14, male | SP.POP.1014.MA | 1846000 | 1949000
DZAPopulation ages 15-19, female | Algeria | DZA | Population ages 15-19, female | SP.POP.1519.FE | 1394000 | 1426000
DZAPopulation ages 15-19, male | Algeria | DZA | Population ages 15-19, male | SP.POP.1519.MA | 1452000 | 1484000
DZAPopulation ages 20-24, female | Algeria | DZA | Population ages 20-24, female | SP.POP.2024.FE | 1522000 | 1469000
DZAPopulation ages 20-24, male | Algeria | DZA | Population ages 20-24, male | SP.POP.2024.MA | 1584000 | 1531000
DZAPopulation ages 25-29, female | Algeria | DZA | Population ages 25-29, female | SP.POP.2529.FE | 1804000 | 1762000
DZAPopulation ages 25-29, male | Algeria | DZA | Population ages 25-29, male | SP.POP.2529.MA | 1850000 | 1812000
DZAPopulation ages 30-34, female | Algeria | DZA | Population ages 30-34, female | SP.POP.3034.FE | 1850000 | 1850000
DZAPopulation ages 30-34, male | Algeria | DZA | Population ages 30-34, male | SP.POP.3034.MA | 1875000 | 1878000
DZAPopulation ages 35-39, female | Algeria | DZA | Population ages 35-39, female | SP.POP.3539.FE | 1726000 | 1765000
DZAPopulation ages 35-39, male | Algeria | DZA | Population ages 35-39, male | SP.POP.3539.MA | 1743000 | 1783000
DZAPopulation ages 40-44, female | Algeria | DZA | Population ages 40-44, female | SP.POP.4044.FE | 1446000 | 1503000
DZAPopulation ages 40-44, male | Algeria | DZA | Population ages 40-44, male | SP.POP.4044.MA | 1452000 | 1511000
DZAPopulation ages 45-49, female | Algeria | DZA | Population ages 45-49, female | SP.POP.4549.FE | 1179000 | 1220000
DZAPopulation ages 45-49, male | Algeria | DZA | Population ages 45-49, male | SP.POP.4549.MA | 1171000 | 1214000
DZAPopulation ages 50-54, female | Algeria | DZA | Population ages 50-54, female | SP.POP.5054.FE | 1006000 | 1035000
DZAPopulation ages 50-54, male | Algeria | DZA | Population ages 50-54, male | SP.POP.5054.MA | 999000 | 1027000
DZAPopulation ages 55-59, male | Algeria | DZA | Population ages 55-59, male | SP.POP.5559.MA | 840000 | 868000
DZAPopulation ages 55-59, female | Algeria | DZA | Population ages 55-59, female | SP.POP.5559.FE | 838000 | 870000
DZAPopulation ages 65-69, male | Algeria | DZA | Population ages 65-69, male | SP.POP.6569.MA | 553000 | 583000
DZAPopulation ages 65-69, female | Algeria | DZA | Population ages 65-69, female | SP.POP.6569.FE | 531000 | 560000
DZAPopulation ages 60-64, female | Algeria | DZA | Population ages 60-64, female | SP.POP.6064.FE | 661000 | 684000
DZAPopulation ages 60-64, male | Algeria | DZA | Population ages 60-64, male | SP.POP.6064.MA | 686000 | 703000
DZAPopulation ages 70-74, female | Algeria | DZA | Population ages 70-74, female | SP.POP.7074.FE | 344000 | 364000
DZAPopulation ages 70-74, male | Algeria | DZA | Population ages 70-74, male | SP.POP.7074.MA | 335000 | 360000
DZAPopulation ages 75-79, female | Algeria | DZA | Population ages 75-79, female | SP.POP.7579.FE | 266000 | 272000
DZAPopulation ages 75-79, male | Algeria | DZA | Population ages 75-79, male | SP.POP.7579.MA | 234000 | 242000
DZAPopulation ages 80 and above, female | Algeria | DZA | Population ages 80 and above, female | SP.POP.80UP.FE | 297000 | 308000
DZAPopulation ages 80 and above, male | Algeria | DZA | Population ages 80 and above, male | SP.POP.80UP.MA | 261000 | 268000
DZAPopulation, male | Algeria | DZA | Population, male | SP.POP.TOTL.MA.IN | 21750000 | 22154000
DZAPopulation, total | Algeria | DZA | Population, total | SP.POP.TOTL | 43053000 | 43851000
DZAPopulation, female | Algeria | DZA | Population, female | SP.POP.TOTL.FE.IN | 21303000 | 21697000
DZAPopulation growth (annual %) | Algeria | DZA | Population growth (annual %) | SP.POP.GROW | 0 | 0
ASMPopulation ages 0-14, female | American Samoa | ASM | Population ages 0-14, female | SP.POP.0014.FE.IN | 0 | 0
ASMPopulation ages 0-14, male | American Samoa | ASM | Population ages 0-14, male | SP.POP.0014.MA.IN | 0 | 0
ASMPopulation ages 00-04, female | American Samoa | ASM | Population ages 00-04, female | SP.POP.0004.FE | 0 | 0
ASMPopulation ages 00-04, male | American Samoa | ASM | Population ages 00-04, male | SP.POP.0004.MA | 0 | 0
ASMPopulation ages 05-09, female | American Samoa | ASM | Population ages 05-09, female | SP.POP.0509.FE | 0 | 0
ASMPopulation ages 05-09, male | American Samoa | ASM | Population ages 05-09, male | SP.POP.0509.MA | 0 | 0
ASMPopulation ages 10-14, female | American Samoa | ASM | Population ages 10-14, female | SP.POP.1014.FE | 0 | 0
ASMPopulation ages 10-14, male | American Samoa | ASM | Population ages 10-14, male | SP.POP.1014.MA | 0 | 0
ASMPopulation ages 15-19, female | American Samoa | ASM | Population ages 15-19, female | SP.POP.1519.FE | 0 | 0
ASMPopulation ages 15-19, male | American Samoa | ASM | Population ages 15-19, male | SP.POP.1519.MA | 0 | 0
ASMPopulation ages 20-24, female | American Samoa | ASM | Population ages 20-24, female | SP.POP.2024.FE | 0 | 0
ASMPopulation ages 20-24, male | American Samoa | ASM | Population ages 20-24, male | SP.POP.2024.MA | 0 | 0
ASMPopulation ages 25-29, female | American Samoa | ASM | Population ages 25-29, female | SP.POP.2529.FE | 0 | 0
ASMPopulation ages 25-29, male | American Samoa | ASM | Population ages 25-29, male | SP.POP.2529.MA | 0 | 0
ASMPopulation ages 30-34, female | American Samoa | ASM | Population ages 30-34, female | SP.POP.3034.FE | 0 | 0
ASMPopulation ages 30-34, male | American Samoa | ASM | Population ages 30-34, male | SP.POP.3034.MA | 0 | 0
ASMPopulation ages 35-39, female | American Samoa | ASM | Population ages 35-39, female | SP.POP.3539.FE | 0 | 0
ASMPopulation ages 35-39, male | American Samoa | ASM | Population ages 35-39, male | SP.POP.3539.MA | 0 | 0
ASMPopulation ages 40-44, female | American Samoa | ASM | Population ages 40-44, female | SP.POP.4044.FE | 0 | 0
ASMPopulation ages 40-44, male | American Samoa | ASM | Population ages 40-44, male | SP.POP.4044.MA | 0 | 0
ASMPopulation ages 45-49, female | American Samoa | ASM | Population ages 45-49, female | SP.POP.4549.FE | 0 | 0
ASMPopulation ages 45-49, male | American Samoa | ASM | Population ages 45-49, male | SP.POP.4549.MA | 0 | 0
ASMPopulation ages 50-54, female | American Samoa | ASM | Population ages 50-54, female | SP.POP.5054.FE | 0 | 0
ASMPopulation ages 50-54, male | American Samoa | ASM | Population ages 50-54, male | SP.POP.5054.MA | 0 | 0
ASMPopulation ages 55-59, male | American Samoa | ASM | Population ages 55-59, male | SP.POP.5559.MA | 0 | 0
ASMPopulation ages 55-59, female | American Samoa | ASM | Population ages 55-59, female | SP.POP.5559.FE | 0 | 0
ASMPopulation ages 65-69, male | American Samoa | ASM | Population ages 65-69, male | SP.POP.6569.MA | 0 | 0
ASMPopulation ages 65-69, female | American Samoa | ASM | Population ages 65-69, female | SP.POP.6569.FE | 0 | 0
ASMPopulation ages 60-64, female | American Samoa | ASM | Population ages 60-64, female | SP.POP.6064.FE | 0 | 0
ASMPopulation ages 60-64, male | American Samoa | ASM | Population ages 60-64, male | SP.POP.6064.MA | 0 | 0
ASMPopulation ages 70-74, female | American Samoa | ASM | Population ages 70-74, female | SP.POP.7074.FE | 0 | 0
ASMPopulation ages 70-74, male | American Samoa | ASM | Population ages 70-74, male | SP.POP.7074.MA | 0 | 0
ASMPopulation ages 75-79, female | American Samoa | ASM | Population ages 75-79, female | SP.POP.7579.FE | 0 | 0
ASMPopulation ages 75-79, male | American Samoa | ASM | Population ages 75-79, male | SP.POP.7579.MA | 0 | 0
ASMPopulation ages 80 and above, female | American Samoa | ASM | Population ages 80 and above, female | SP.POP.80UP.FE | 0 | 0
ASMPopulation ages 80 and above, male | American Samoa | ASM | Population ages 80 and above, male | SP.POP.80UP.MA | 0 | 0
ASMPopulation, male | American Samoa | ASM | Population, male | SP.POP.TOTL.MA.IN | 0 | 0
ASMPopulation, total | American Samoa | ASM | Population, total | SP.POP.TOTL | 55000 | 55000
ASMPopulation, female | American Samoa | ASM | Population, female | SP.POP.TOTL.FE.IN | 0 | 0
ASMPopulation growth (annual %) | American Samoa | ASM | Population growth (annual %) | SP.POP.GROW | 0 | 0
ANDPopulation ages 0-14, female | Andorra | AND | Population ages 0-14, female | SP.POP.0014.FE.IN | 0 | 0
ANDPopulation ages 0-14, male | Andorra | AND | Population ages 0-14, male | SP.POP.0014.MA.IN | 0 | 0
ANDPopulation ages 00-04, female | Andorra | AND | Population ages 00-04, female | SP.POP.0004.FE | 0 | 0
ANDPopulation ages 00-04, male | Andorra | AND | Population ages 00-04, male | SP.POP.0004.MA | 0 | 0
ANDPopulation ages 05-09, female | Andorra | AND | Population ages 05-09, female | SP.POP.0509.FE | 0 | 0
ANDPopulation ages 05-09, male | Andorra | AND | Population ages 05-09, male | SP.POP.0509.MA | 0 | 0
ANDPopulation ages 10-14, female | Andorra | AND | Population ages 10-14, female | SP.POP.1014.FE | 0 | 0
ANDPopulation ages 10-14, male | Andorra | AND | Population ages 10-14, male | SP.POP.1014.MA | 0 | 0
ANDPopulation ages 15-19, female | Andorra | AND | Population ages 15-19, female | SP.POP.1519.FE | 0 | 0
ANDPopulation ages 15-19, male | Andorra | AND | Population ages 15-19, male | SP.POP.1519.MA | 0 | 0
ANDPopulation ages 20-24, female | Andorra | AND | Population ages 20-24, female | SP.POP.2024.FE | 0 | 0
ANDPopulation ages 20-24, male | Andorra | AND | Population ages 20-24, male | SP.POP.2024.MA | 0 | 0
ANDPopulation ages 25-29, female | Andorra | AND | Population ages 25-29, female | SP.POP.2529.FE | 0 | 0
ANDPopulation ages 25-29, male | Andorra | AND | Population ages 25-29, male | SP.POP.2529.MA | 0 | 0
ANDPopulation ages 30-34, female | Andorra | AND | Population ages 30-34, female | SP.POP.3034.FE | 0 | 0
ANDPopulation ages 30-34, male | Andorra | AND | Population ages 30-34, male | SP.POP.3034.MA | 0 | 0
ANDPopulation ages 35-39, female | Andorra | AND | Population ages 35-39, female | SP.POP.3539.FE | 0 | 0
ANDPopulation ages 35-39, male | Andorra | AND | Population ages 35-39, male | SP.POP.3539.MA | 0 | 0
ANDPopulation ages 40-44, female | Andorra | AND | Population ages 40-44, female | SP.POP.4044.FE | 0 | 0
ANDPopulation ages 40-44, male | Andorra | AND | Population ages 40-44, male | SP.POP.4044.MA | 0 | 0
ANDPopulation ages 45-49, female | Andorra | AND | Population ages 45-49, female | SP.POP.4549.FE | 0 | 0
ANDPopulation ages 45-49, male | Andorra | AND | Population ages 45-49, male | SP.POP.4549.MA | 0 | 0
ANDPopulation ages 50-54, female | Andorra | AND | Population ages 50-54, female | SP.POP.5054.FE | 0 | 0
ANDPopulation ages 50-54, male | Andorra | AND | Population ages 50-54, male | SP.POP.5054.MA | 0 | 0
ANDPopulation ages 55-59, male | Andorra | AND | Population ages 55-59, male | SP.POP.5559.MA | 0 | 0
ANDPopulation ages 55-59, female | Andorra | AND | Population ages 55-59, female | SP.POP.5559.FE | 0 | 0
ANDPopulation ages 65-69, male | Andorra | AND | Population ages 65-69, male | SP.POP.6569.MA | 0 | 0
ANDPopulation ages 65-69, female | Andorra | AND | Population ages 65-69, female | SP.POP.6569.FE | 0 | 0
ANDPopulation ages 60-64, female | Andorra | AND | Population ages 60-64, female | SP.POP.6064.FE | 0 | 0
ANDPopulation ages 60-64, male | Andorra | AND | Population ages 60-64, male | SP.POP.6064.MA | 0 | 0
ANDPopulation ages 70-74, female | Andorra | AND | Population ages 70-74, female | SP.POP.7074.FE | 0 | 0
ANDPopulation ages 70-74, male | Andorra | AND | Population ages 70-74, male | SP.POP.7074.MA | 0 | 0
ANDPopulation ages 75-79, female | Andorra | AND | Population ages 75-79, female | SP.POP.7579.FE | 0 | 0
ANDPopulation ages 75-79, male | Andorra | AND | Population ages 75-79, male | SP.POP.7579.MA | 0 | 0
ANDPopulation ages 80 and above, female | Andorra | AND | Population ages 80 and above, female | SP.POP.80UP.FE | 0 | 0
ANDPopulation ages 80 and above, male | Andorra | AND | Population ages 80 and above, male | SP.POP.80UP.MA | 0 | 0
ANDPopulation, male | Andorra | AND | Population, male | SP.POP.TOTL.MA.IN | 0 | 0
ANDPopulation, total | Andorra | AND | Population, total | SP.POP.TOTL | 77000 | 77000
ANDPopulation, female | Andorra | AND | Population, female | SP.POP.TOTL.FE.IN | 0 | 0
ANDPopulation growth (annual %) | Andorra | AND | Population growth (annual %) | SP.POP.GROW | 0 | 0
AGOPopulation ages 0-14, female | Angola | AGO | Population ages 0-14, female | SP.POP.0014.FE.IN | 7392000 | 7590000
AGOPopulation ages 0-14, male | Angola | AGO | Population ages 0-14, male | SP.POP.0014.MA.IN | 7446000 | 7658000
AGOPopulation ages 00-04, female | Angola | AGO | Population ages 00-04, female | SP.POP.0004.FE | 2809000 | 2871000
AGOPopulation ages 00-04, male | Angola | AGO | Population ages 00-04, male | SP.POP.0004.MA | 2861000 | 2924000
AGOPopulation ages 05-09, female | Angola | AGO | Population ages 05-09, female | SP.POP.0509.FE | 2476000 | 2536000
AGOPopulation ages 05-09, male | Angola | AGO | Population ages 05-09, male | SP.POP.0509.MA | 2499000 | 2568000
AGOPopulation ages 10-14, female | Angola | AGO | Population ages 10-14, female | SP.POP.1014.FE | 2106000 | 2183000
AGOPopulation ages 10-14, male | Angola | AGO | Population ages 10-14, male | SP.POP.1014.MA | 2086000 | 2167000
AGOPopulation ages 15-19, female | Angola | AGO | Population ages 15-19, female | SP.POP.1519.FE | 1711000 | 1781000
AGOPopulation ages 15-19, male | Angola | AGO | Population ages 15-19, male | SP.POP.1519.MA | 1682000 | 1752000
AGOPopulation ages 20-24, female | Angola | AGO | Population ages 20-24, female | SP.POP.2024.FE | 1409000 | 1458000
AGOPopulation ages 20-24, male | Angola | AGO | Population ages 20-24, male | SP.POP.2024.MA | 1376000 | 1424000
AGOPopulation ages 25-29, female | Angola | AGO | Population ages 25-29, female | SP.POP.2529.FE | 1195000 | 1231000
AGOPopulation ages 25-29, male | Angola | AGO | Population ages 25-29, male | SP.POP.2529.MA | 1157000 | 1192000
AGOPopulation ages 30-34, female | Angola | AGO | Population ages 30-34, female | SP.POP.3034.FE | 1006000 | 1041000
AGOPopulation ages 30-34, male | Angola | AGO | Population ages 30-34, male | SP.POP.3034.MA | 966000 | 999000
AGOPopulation ages 35-39, female | Angola | AGO | Population ages 35-39, female | SP.POP.3539.FE | 817000 | 850000
AGOPopulation ages 35-39, male | Angola | AGO | Population ages 35-39, male | SP.POP.3539.MA | 778000 | 809000
AGOPopulation ages 40-44, female | Angola | AGO | Population ages 40-44, female | SP.POP.4044.FE | 662000 | 685000
AGOPopulation ages 40-44, male | Angola | AGO | Population ages 40-44, male | SP.POP.4044.MA | 624000 | 646000
AGOPopulation ages 45-49, female | Angola | AGO | Population ages 45-49, female | SP.POP.4549.FE | 535000 | 561000
AGOPopulation ages 45-49, male | Angola | AGO | Population ages 45-49, male | SP.POP.4549.MA | 497000 | 521000
AGOPopulation ages 50-54, female | Angola | AGO | Population ages 50-54, female | SP.POP.5054.FE | 395000 | 411000
AGOPopulation ages 50-54, male | Angola | AGO | Population ages 50-54, male | SP.POP.5054.MA | 367000 | 376000
AGOPopulation ages 55-59, male | Angola | AGO | Population ages 55-59, male | SP.POP.5559.MA | 324000 | 333000
AGOPopulation ages 55-59, female | Angola | AGO | Population ages 55-59, female | SP.POP.5559.FE | 334000 | 345000
AGOPopulation ages 65-69, male | Angola | AGO | Population ages 65-69, male | SP.POP.6569.MA | 140000 | 145000
AGOPopulation ages 65-69, female | Angola | AGO | Population ages 65-69, female | SP.POP.6569.FE | 152000 | 159000
AGOPopulation ages 60-64, female | Angola | AGO | Population ages 60-64, female | SP.POP.6064.FE | 237000 | 253000
AGOPopulation ages 60-64, male | Angola | AGO | Population ages 60-64, male | SP.POP.6064.MA | 216000 | 229000
AGOPopulation ages 70-74, female | Angola | AGO | Population ages 70-74, female | SP.POP.7074.FE | 114000 | 117000
AGOPopulation ages 70-74, male | Angola | AGO | Population ages 70-74, male | SP.POP.7074.MA | 93000 | 95000
AGOPopulation ages 75-79, female | Angola | AGO | Population ages 75-79, female | SP.POP.7579.FE | 68000 | 69000
AGOPopulation ages 75-79, male | Angola | AGO | Population ages 75-79, male | SP.POP.7579.MA | 48000 | 50000
AGOPopulation ages 80 and above, female | Angola | AGO | Population ages 80 and above, female | SP.POP.80UP.FE | 54000 | 54000
AGOPopulation ages 80 and above, male | Angola | AGO | Population ages 80 and above, male | SP.POP.80UP.MA | 32000 | 31000
AGOPopulation, male | Angola | AGO | Population, male | SP.POP.TOTL.MA.IN | 15745000 | 16261000
AGOPopulation, total | Angola | AGO | Population, total | SP.POP.TOTL | 31825000 | 32866000
AGOPopulation, female | Angola | AGO | Population, female | SP.POP.TOTL.FE.IN | 16081000 | 16605000
AGOPopulation growth (annual %) | Angola | AGO | Population growth (annual %) | SP.POP.GROW | 0 | 0
ATGPopulation ages 0-14, female | Antigua and Barbuda | ATG | Population ages 0-14, female | SP.POP.0014.FE.IN | 11000 | 11000
ATGPopulation ages 0-14, male | Antigua and Barbuda | ATG | Population ages 0-14, male | SP.POP.0014.MA.IN | 11000 | 11000
ATGPopulation ages 00-04, female | Antigua and Barbuda | ATG | Population ages 00-04, female | SP.POP.0004.FE | 3600 | 3600
ATGPopulation ages 00-04, male | Antigua and Barbuda | ATG | Population ages 00-04, male | SP.POP.0004.MA | 3700 | 3700
ATGPopulation ages 05-09, female | Antigua and Barbuda | ATG | Population ages 05-09, female | SP.POP.0509.FE | 3500 | 3600
ATGPopulation ages 05-09, male | Antigua and Barbuda | ATG | Population ages 05-09, male | SP.POP.0509.MA | 3600 | 3700
ATGPopulation ages 10-14, female | Antigua and Barbuda | ATG | Population ages 10-14, female | SP.POP.1014.FE | 3400 | 3400
ATGPopulation ages 10-14, male | Antigua and Barbuda | ATG | Population ages 10-14, male | SP.POP.1014.MA | 3400 | 3400
ATGPopulation ages 15-19, female | Antigua and Barbuda | ATG | Population ages 15-19, female | SP.POP.1519.FE | 3500 | 3500
ATGPopulation ages 15-19, male | Antigua and Barbuda | ATG | Population ages 15-19, male | SP.POP.1519.MA | 3600 | 3600
ATGPopulation ages 20-24, female | Antigua and Barbuda | ATG | Population ages 20-24, female | SP.POP.2024.FE | 3800 | 3800
ATGPopulation ages 20-24, male | Antigua and Barbuda | ATG | Population ages 20-24, male | SP.POP.2024.MA | 3800 | 3800
ATGPopulation ages 25-29, female | Antigua and Barbuda | ATG | Population ages 25-29, female | SP.POP.2529.FE | 3700 | 3700
ATGPopulation ages 25-29, male | Antigua and Barbuda | ATG | Population ages 25-29, male | SP.POP.2529.MA | 3600 | 3600
ATGPopulation ages 30-34, female | Antigua and Barbuda | ATG | Population ages 30-34, female | SP.POP.3034.FE | 3700 | 3700
ATGPopulation ages 30-34, male | Antigua and Barbuda | ATG | Population ages 30-34, male | SP.POP.3034.MA | 3400 | 3400
ATGPopulation ages 35-39, female | Antigua and Barbuda | ATG | Population ages 35-39, female | SP.POP.3539.FE | 3700 | 3700
ATGPopulation ages 35-39, male | Antigua and Barbuda | ATG | Population ages 35-39, male | SP.POP.3539.MA | 3300 | 3300
ATGPopulation ages 40-44, female | Antigua and Barbuda | ATG | Population ages 40-44, female | SP.POP.4044.FE | 3700 | 3700
ATGPopulation ages 40-44, male | Antigua and Barbuda | ATG | Population ages 40-44, male | SP.POP.4044.MA | 3200 | 3200
ATGPopulation ages 45-49, female | Antigua and Barbuda | ATG | Population ages 45-49, female | SP.POP.4549.FE | 3800 | 3800
ATGPopulation ages 45-49, male | Antigua and Barbuda | ATG | Population ages 45-49, male | SP.POP.4549.MA | 3200 | 3200
ATGPopulation ages 50-54, female | Antigua and Barbuda | ATG | Population ages 50-54, female | SP.POP.5054.FE | 3600 | 3600
ATGPopulation ages 50-54, male | Antigua and Barbuda | ATG | Population ages 50-54, male | SP.POP.5054.MA | 3100 | 3200
ATGPopulation ages 55-59, male | Antigua and Barbuda | ATG | Population ages 55-59, male | SP.POP.5559.MA | 2700 | 2800
ATGPopulation ages 55-59, female | Antigua and Barbuda | ATG | Population ages 55-59, female | SP.POP.5559.FE | 3100 | 3200
ATGPopulation ages 65-69, male | Antigua and Barbuda | ATG | Population ages 65-69, male | SP.POP.6569.MA | 1500 | 1600
ATGPopulation ages 65-69, female | Antigua and Barbuda | ATG | Population ages 65-69, female | SP.POP.6569.FE | 1700 | 1800
ATGPopulation ages 60-64, female | Antigua and Barbuda | ATG | Population ages 60-64, female | SP.POP.6064.FE | 2400 | 2500
ATGPopulation ages 60-64, male | Antigua and Barbuda | ATG | Population ages 60-64, male | SP.POP.6064.MA | 2100 | 2200
ATGPopulation ages 70-74, female | Antigua and Barbuda | ATG | Population ages 70-74, female | SP.POP.7074.FE | 1300 | 1300
ATGPopulation ages 70-74, male | Antigua and Barbuda | ATG | Population ages 70-74, male | SP.POP.7074.MA | 1100 | 1200
ATGPopulation ages 75-79, female | Antigua and Barbuda | ATG | Population ages 75-79, female | SP.POP.7579.FE | 800 | 900
ATGPopulation ages 75-79, male | Antigua and Barbuda | ATG | Population ages 75-79, male | SP.POP.7579.MA | 700 | 700
ATGPopulation ages 80 and above, female | Antigua and Barbuda | ATG | Population ages 80 and above, female | SP.POP.80UP.FE | 900 | 900
ATGPopulation ages 80 and above, male | Antigua and Barbuda | ATG | Population ages 80 and above, male | SP.POP.80UP.MA | 700 | 700
ATGPopulation, male | Antigua and Barbuda | ATG | Population, male | SP.POP.TOTL.MA.IN | 47000 | 47000
ATGPopulation, total | Antigua and Barbuda | ATG | Population, total | SP.POP.TOTL | 97000 | 98000
ATGPopulation, female | Antigua and Barbuda | ATG | Population, female | SP.POP.TOTL.FE.IN | 50000 | 51000
ATGPopulation growth (annual %) | Antigua and Barbuda | ATG | Population growth (annual %) | SP.POP.GROW | 0 | 0
ARBPopulation ages 0-14, female | Arab World | ARB | Population ages 0-14, female | SP.POP.0014.FE.IN | 68286000 | 69381000
ARBPopulation ages 0-14, male | Arab World | ARB | Population ages 0-14, male | SP.POP.0014.MA.IN | 71495000 | 72628000
ARBPopulation ages 00-04, female | Arab World | ARB | Population ages 00-04, female | SP.POP.0004.FE | 24854000 | 24895000
ARBPopulation ages 00-04, male | Arab World | ARB | Population ages 00-04, male | SP.POP.0004.MA | 26008000 | 26033000
ARBPopulation ages 05-09, female | Arab World | ARB | Population ages 05-09, female | SP.POP.0509.FE | 23287000 | 23809000
ARBPopulation ages 05-09, male | Arab World | ARB | Population ages 05-09, male | SP.POP.0509.MA | 24399000 | 24943000
ARBPopulation ages 10-14, female | Arab World | ARB | Population ages 10-14, female | SP.POP.1014.FE | 20148000 | 20673000
ARBPopulation ages 10-14, male | Arab World | ARB | Population ages 10-14, male | SP.POP.1014.MA | 21082000 | 21655000
ARBPopulation ages 15-19, female | Arab World | ARB | Population ages 15-19, female | SP.POP.1519.FE | 18116000 | 18347000
ARBPopulation ages 15-19, male | Arab World | ARB | Population ages 15-19, male | SP.POP.1519.MA | 18930000 | 19132000
ARBPopulation ages 20-24, female | Arab World | ARB | Population ages 20-24, female | SP.POP.2024.FE | 17451000 | 17480000
ARBPopulation ages 20-24, male | Arab World | ARB | Population ages 20-24, male | SP.POP.2024.MA | 18740000 | 18697000
ARBPopulation ages 25-29, female | Arab World | ARB | Population ages 25-29, female | SP.POP.2529.FE | 17274000 | 17358000
ARBPopulation ages 25-29, male | Arab World | ARB | Population ages 25-29, male | SP.POP.2529.MA | 19455000 | 19632000
ARBPopulation ages 30-34, female | Arab World | ARB | Population ages 30-34, female | SP.POP.3034.FE | 16467000 | 16719000
ARBPopulation ages 30-34, male | Arab World | ARB | Population ages 30-34, male | SP.POP.3034.MA | 18889000 | 19282000
ARBPopulation ages 35-39, female | Arab World | ARB | Population ages 35-39, female | SP.POP.3539.FE | 14682000 | 15054000
ARBPopulation ages 35-39, male | Arab World | ARB | Population ages 35-39, male | SP.POP.3539.MA | 16745000 | 17138000
ARBPopulation ages 40-44, female | Arab World | ARB | Population ages 40-44, female | SP.POP.4044.FE | 12393000 | 12799000
ARBPopulation ages 40-44, male | Arab World | ARB | Population ages 40-44, male | SP.POP.4044.MA | 14242000 | 14668000
ARBPopulation ages 45-49, female | Arab World | ARB | Population ages 45-49, female | SP.POP.4549.FE | 10184000 | 10508000
ARBPopulation ages 45-49, male | Arab World | ARB | Population ages 45-49, male | SP.POP.4549.MA | 11542000 | 11934000
ARBPopulation ages 50-54, female | Arab World | ARB | Population ages 50-54, female | SP.POP.5054.FE | 8456000 | 8719000
ARBPopulation ages 50-54, male | Arab World | ARB | Population ages 50-54, male | SP.POP.5054.MA | 9299000 | 9592000
ARBPopulation ages 55-59, male | Arab World | ARB | Population ages 55-59, male | SP.POP.5559.MA | 7482000 | 7747000
ARBPopulation ages 55-59, female | Arab World | ARB | Population ages 55-59, female | SP.POP.5559.FE | 6836000 | 7087000
ARBPopulation ages 65-69, male | Arab World | ARB | Population ages 65-69, male | SP.POP.6569.MA | 3995900 | 4196500
ARBPopulation ages 65-69, female | Arab World | ARB | Population ages 65-69, female | SP.POP.6569.FE | 4114200 | 4318400
ARBPopulation ages 60-64, female | Arab World | ARB | Population ages 60-64, female | SP.POP.6064.FE | 5379200 | 5582100
ARBPopulation ages 60-64, male | Arab World | ARB | Population ages 60-64, male | SP.POP.6064.MA | 5611100 | 5841500
ARBPopulation ages 70-74, female | Arab World | ARB | Population ages 70-74, female | SP.POP.7074.FE | 2770600 | 2916500
ARBPopulation ages 70-74, male | Arab World | ARB | Population ages 70-74, male | SP.POP.7074.MA | 2504000 | 2640300
ARBPopulation ages 75-79, female | Arab World | ARB | Population ages 75-79, female | SP.POP.7579.FE | 1868600 | 1925900
ARBPopulation ages 75-79, male | Arab World | ARB | Population ages 75-79, male | SP.POP.7579.MA | 1529100 | 1586000
ARBPopulation ages 80 and above, female | Arab World | ARB | Population ages 80 and above, female | SP.POP.80UP.FE | 1840700 | 1863200
ARBPopulation ages 80 and above, male | Arab World | ARB | Population ages 80 and above, male | SP.POP.80UP.MA | 1307200 | 1310300
ARBPopulation, male | Arab World | ARB | Population, male | SP.POP.TOTL.MA.IN | 221755000 | 226030000
ARBPopulation, total | Arab World | ARB | Population, total | SP.POP.TOTL | 427877000 | 436091000
ARBPopulation, female | Arab World | ARB | Population, female | SP.POP.TOTL.FE.IN | 206124000 | 210062000
ARBPopulation growth (annual %) | Arab World | ARB | Population growth (annual %) | SP.POP.GROW | 1.9263 | 1.9197
ARGPopulation ages 0-14, female | Argentina | ARG | Population ages 0-14, female | SP.POP.0014.FE.IN | 5420000 | 5433000
ARGPopulation ages 0-14, male | Argentina | ARG | Population ages 0-14, male | SP.POP.0014.MA.IN | 5623000 | 5637000
ARGPopulation ages 00-04, female | Argentina | ARG | Population ages 00-04, female | SP.POP.0004.FE | 1841000 | 1838000
ARGPopulation ages 00-04, male | Argentina | ARG | Population ages 00-04, male | SP.POP.0004.MA | 1911000 | 1908000
ARGPopulation ages 05-09, female | Argentina | ARG | Population ages 05-09, female | SP.POP.0509.FE | 1816000 | 1825000
ARGPopulation ages 05-09, male | Argentina | ARG | Population ages 05-09, male | SP.POP.0509.MA | 1884000 | 1894000
ARGPopulation ages 10-14, female | Argentina | ARG | Population ages 10-14, female | SP.POP.1014.FE | 1764000 | 1770000
ARGPopulation ages 10-14, male | Argentina | ARG | Population ages 10-14, male | SP.POP.1014.MA | 1829000 | 1836000
ARGPopulation ages 15-19, female | Argentina | ARG | Population ages 15-19, female | SP.POP.1519.FE | 1739000 | 1744000
ARGPopulation ages 15-19, male | Argentina | ARG | Population ages 15-19, male | SP.POP.1519.MA | 1798000 | 1804000
ARGPopulation ages 20-24, female | Argentina | ARG | Population ages 20-24, female | SP.POP.2024.FE | 1725000 | 1719000
ARGPopulation ages 20-24, male | Argentina | ARG | Population ages 20-24, male | SP.POP.2024.MA | 1772000 | 1767000
ARGPopulation ages 25-29, female | Argentina | ARG | Population ages 25-29, female | SP.POP.2529.FE | 1743000 | 1749000
ARGPopulation ages 25-29, male | Argentina | ARG | Population ages 25-29, male | SP.POP.2529.MA | 1769000 | 1779000
ARGPopulation ages 30-34, female | Argentina | ARG | Population ages 30-34, female | SP.POP.3034.FE | 1645000 | 1664000
ARGPopulation ages 30-34, male | Argentina | ARG | Population ages 30-34, male | SP.POP.3034.MA | 1640000 | 1663000
ARGPopulation ages 35-39, female | Argentina | ARG | Population ages 35-39, female | SP.POP.3539.FE | 1576000 | 1576000
ARGPopulation ages 35-39, male | Argentina | ARG | Population ages 35-39, male | SP.POP.3539.MA | 1550000 | 1554000
ARGPopulation ages 40-44, female | Argentina | ARG | Population ages 40-44, female | SP.POP.4044.FE | 1551000 | 1575000
ARGPopulation ages 40-44, male | Argentina | ARG | Population ages 40-44, male | SP.POP.4044.MA | 1492000 | 1522000
ARGPopulation ages 45-49, female | Argentina | ARG | Population ages 45-49, female | SP.POP.4549.FE | 1326000 | 1363000
ARGPopulation ages 45-49, male | Argentina | ARG | Population ages 45-49, male | SP.POP.4549.MA | 1242000 | 1281000
ARGPopulation ages 50-54, female | Argentina | ARG | Population ages 50-54, female | SP.POP.5054.FE | 1186000 | 1201000
ARGPopulation ages 50-54, male | Argentina | ARG | Population ages 50-54, male | SP.POP.5054.MA | 1089000 | 1106000
ARGPopulation ages 55-59, male | Argentina | ARG | Population ages 55-59, male | SP.POP.5559.MA | 994000 | 1006000
ARGPopulation ages 55-59, female | Argentina | ARG | Population ages 55-59, female | SP.POP.5559.FE | 1110000 | 1122000
ARGPopulation ages 65-69, male | Argentina | ARG | Population ages 65-69, male | SP.POP.6569.MA | 736000 | 748000
ARGPopulation ages 65-69, female | Argentina | ARG | Population ages 65-69, female | SP.POP.6569.FE | 888000 | 901000
ARGPopulation ages 60-64, female | Argentina | ARG | Population ages 60-64, female | SP.POP.6064.FE | 996000 | 1009000
ARGPopulation ages 60-64, male | Argentina | ARG | Population ages 60-64, male | SP.POP.6064.MA | 868000 | 879000
ARGPopulation ages 70-74, female | Argentina | ARG | Population ages 70-74, female | SP.POP.7074.FE | 740000 | 760000
ARGPopulation ages 70-74, male | Argentina | ARG | Population ages 70-74, male | SP.POP.7074.MA | 564000 | 580000
ARGPopulation ages 75-79, female | Argentina | ARG | Population ages 75-79, female | SP.POP.7579.FE | 561000 | 579000
ARGPopulation ages 75-79, male | Argentina | ARG | Population ages 75-79, male | SP.POP.7579.MA | 374000 | 387000
ARGPopulation ages 80 and above, female | Argentina | ARG | Population ages 80 and above, female | SP.POP.80UP.FE | 796000 | 806000
ARGPopulation ages 80 and above, male | Argentina | ARG | Population ages 80 and above, male | SP.POP.80UP.MA | 388000 | 389000
ARGPopulation, male | Argentina | ARG | Population, male | SP.POP.TOTL.MA.IN | 21900000 | 22102000
ARGPopulation, total | Argentina | ARG | Population, total | SP.POP.TOTL | 44901000 | 45303000
ARGPopulation, female | Argentina | ARG | Population, female | SP.POP.TOTL.FE.IN | 23001000 | 23202000
ARGPopulation growth (annual %) | Argentina | ARG | Population growth (annual %) | SP.POP.GROW | 0 | 0
ARMPopulation ages 0-14, female | Armenia | ARM | Population ages 0-14, female | SP.POP.0014.FE.IN | 288000 | 290000
ARMPopulation ages 0-14, male | Armenia | ARM | Population ages 0-14, male | SP.POP.0014.MA.IN | 326000 | 327000
ARMPopulation ages 00-04, female | Armenia | ARM | Population ages 00-04, female | SP.POP.0004.FE | 98000 | 97000
ARMPopulation ages 00-04, male | Armenia | ARM | Population ages 00-04, male | SP.POP.0004.MA | 110000 | 108000
ARMPopulation ages 05-09, female | Armenia | ARM | Population ages 05-09, female | SP.POP.0509.FE | 100000 | 100000
ARMPopulation ages 05-09, male | Armenia | ARM | Population ages 05-09, male | SP.POP.0509.MA | 113000 | 114000
ARMPopulation ages 10-14, female | Armenia | ARM | Population ages 10-14, female | SP.POP.1014.FE | 90000 | 93000
ARMPopulation ages 10-14, male | Armenia | ARM | Population ages 10-14, male | SP.POP.1014.MA | 103000 | 106000
ARMPopulation ages 15-19, female | Armenia | ARM | Population ages 15-19, female | SP.POP.1519.FE | 78000 | 79000
ARMPopulation ages 15-19, male | Armenia | ARM | Population ages 15-19, male | SP.POP.1519.MA | 90000 | 91000
ARMPopulation ages 20-24, female | Armenia | ARM | Population ages 20-24, female | SP.POP.2024.FE | 90000 | 84000
ARMPopulation ages 20-24, male | Armenia | ARM | Population ages 20-24, male | SP.POP.2024.MA | 96000 | 93000
ARMPopulation ages 25-29, female | Armenia | ARM | Population ages 25-29, female | SP.POP.2529.FE | 128000 | 121000
ARMPopulation ages 25-29, male | Armenia | ARM | Population ages 25-29, male | SP.POP.2529.MA | 116000 | 111000
ARMPopulation ages 30-34, female | Armenia | ARM | Population ages 30-34, female | SP.POP.3034.FE | 141000 | 141000
ARMPopulation ages 30-34, male | Armenia | ARM | Population ages 30-34, male | SP.POP.3034.MA | 126000 | 126000
ARMPopulation ages 35-39, female | Armenia | ARM | Population ages 35-39, female | SP.POP.3539.FE | 124000 | 128000
ARMPopulation ages 35-39, male | Armenia | ARM | Population ages 35-39, male | SP.POP.3539.MA | 104000 | 108000
ARMPopulation ages 40-44, female | Armenia | ARM | Population ages 40-44, female | SP.POP.4044.FE | 100000 | 104000
ARMPopulation ages 40-44, male | Armenia | ARM | Population ages 40-44, male | SP.POP.4044.MA | 84000 | 87000
ARMPopulation ages 45-49, female | Armenia | ARM | Population ages 45-49, female | SP.POP.4549.FE | 89000 | 89000
ARMPopulation ages 45-49, male | Armenia | ARM | Population ages 45-49, male | SP.POP.4549.MA | 72000 | 73000
ARMPopulation ages 50-54, female | Armenia | ARM | Population ages 50-54, female | SP.POP.5054.FE | 97000 | 93000
ARMPopulation ages 50-54, male | Armenia | ARM | Population ages 50-54, male | SP.POP.5054.MA | 73000 | 70000
ARMPopulation ages 55-59, male | Armenia | ARM | Population ages 55-59, male | SP.POP.5559.MA | 88000 | 85000
ARMPopulation ages 55-59, female | Armenia | ARM | Population ages 55-59, female | SP.POP.5559.FE | 117000 | 114000
ARMPopulation ages 65-69, male | Armenia | ARM | Population ages 65-69, male | SP.POP.6569.MA | 51000 | 55000
ARMPopulation ages 65-69, female | Armenia | ARM | Population ages 65-69, female | SP.POP.6569.FE | 71000 | 77000
ARMPopulation ages 60-64, female | Armenia | ARM | Population ages 60-64, female | SP.POP.6064.FE | 109000 | 113000
ARMPopulation ages 60-64, male | Armenia | ARM | Population ages 60-64, male | SP.POP.6064.MA | 82000 | 84000
ARMPopulation ages 70-74, female | Armenia | ARM | Population ages 70-74, female | SP.POP.7074.FE | 46000 | 51000
ARMPopulation ages 70-74, male | Armenia | ARM | Population ages 70-74, male | SP.POP.7074.MA | 31000 | 34000
ARMPopulation ages 75-79, female | Armenia | ARM | Population ages 75-79, female | SP.POP.7579.FE | 29000 | 26000
ARMPopulation ages 75-79, male | Armenia | ARM | Population ages 75-79, male | SP.POP.7579.MA | 17000 | 16000
ARMPopulation ages 80 and above, female | Armenia | ARM | Population ages 80 and above, female | SP.POP.80UP.FE | 61000 | 59000
ARMPopulation ages 80 and above, male | Armenia | ARM | Population ages 80 and above, male | SP.POP.80UP.MA | 34000 | 32000
ARMPopulation, male | Armenia | ARM | Population, male | SP.POP.TOTL.MA.IN | 1391000 | 1394000
ARMPopulation, total | Armenia | ARM | Population, total | SP.POP.TOTL | 2958000 | 2963000
ARMPopulation, female | Armenia | ARM | Population, female | SP.POP.TOTL.FE.IN | 1566000 | 1569000
ARMPopulation growth (annual %) | Armenia | ARM | Population growth (annual %) | SP.POP.GROW | 0 | 0
ABWPopulation ages 0-14, female | Aruba | ABW | Population ages 0-14, female | SP.POP.0014.FE.IN | 9200 | 9100
ABWPopulation ages 0-14, male | Aruba | ABW | Population ages 0-14, male | SP.POP.0014.MA.IN | 9500 | 9400
ABWPopulation ages 00-04, female | Aruba | ABW | Population ages 00-04, female | SP.POP.0004.FE | 2900 | 3000
ABWPopulation ages 00-04, male | Aruba | ABW | Population ages 00-04, male | SP.POP.0004.MA | 3000 | 3100
ABWPopulation ages 05-09, female | Aruba | ABW | Population ages 05-09, female | SP.POP.0509.FE | 2900 | 2800
ABWPopulation ages 05-09, male | Aruba | ABW | Population ages 05-09, male | SP.POP.0509.MA | 3000 | 2900
ABWPopulation ages 10-14, female | Aruba | ABW | Population ages 10-14, female | SP.POP.1014.FE | 3400 | 3400
ABWPopulation ages 10-14, male | Aruba | ABW | Population ages 10-14, male | SP.POP.1014.MA | 3500 | 3400
ABWPopulation ages 15-19, female | Aruba | ABW | Population ages 15-19, female | SP.POP.1519.FE | 3600 | 3600
ABWPopulation ages 15-19, male | Aruba | ABW | Population ages 15-19, male | SP.POP.1519.MA | 3700 | 3700
ABWPopulation ages 20-24, female | Aruba | ABW | Population ages 20-24, female | SP.POP.2024.FE | 3800 | 3800
ABWPopulation ages 20-24, male | Aruba | ABW | Population ages 20-24, male | SP.POP.2024.MA | 3800 | 3800
ABWPopulation ages 25-29, female | Aruba | ABW | Population ages 25-29, female | SP.POP.2529.FE | 3400 | 3600
ABWPopulation ages 25-29, male | Aruba | ABW | Population ages 25-29, male | SP.POP.2529.MA | 3600 | 3800
ABWPopulation ages 30-34, female | Aruba | ABW | Population ages 30-34, female | SP.POP.3034.FE | 2600 | 2700
ABWPopulation ages 30-34, male | Aruba | ABW | Population ages 30-34, male | SP.POP.3034.MA | 2600 | 2700
ABWPopulation ages 35-39, female | Aruba | ABW | Population ages 35-39, female | SP.POP.3539.FE | 3200 | 3100
ABWPopulation ages 35-39, male | Aruba | ABW | Population ages 35-39, male | SP.POP.3539.MA | 2700 | 2700
ABWPopulation ages 40-44, female | Aruba | ABW | Population ages 40-44, female | SP.POP.4044.FE | 3800 | 3700
ABWPopulation ages 40-44, male | Aruba | ABW | Population ages 40-44, male | SP.POP.4044.MA | 3100 | 3000
ABWPopulation ages 45-49, female | Aruba | ABW | Population ages 45-49, female | SP.POP.4549.FE | 4100 | 4100
ABWPopulation ages 45-49, male | Aruba | ABW | Population ages 45-49, male | SP.POP.4549.MA | 3500 | 3500
ABWPopulation ages 50-54, female | Aruba | ABW | Population ages 50-54, female | SP.POP.5054.FE | 4500 | 4400
ABWPopulation ages 50-54, male | Aruba | ABW | Population ages 50-54, male | SP.POP.5054.MA | 3900 | 3700
ABWPopulation ages 55-59, male | Aruba | ABW | Population ages 55-59, male | SP.POP.5559.MA | 4200 | 4200
ABWPopulation ages 55-59, female | Aruba | ABW | Population ages 55-59, female | SP.POP.5559.FE | 4900 | 4900
ABWPopulation ages 65-69, male | Aruba | ABW | Population ages 65-69, male | SP.POP.6569.MA | 2600 | 2700
ABWPopulation ages 65-69, female | Aruba | ABW | Population ages 65-69, female | SP.POP.6569.FE | 3200 | 3400
ABWPopulation ages 60-64, female | Aruba | ABW | Population ages 60-64, female | SP.POP.6064.FE | 4100 | 4200
ABWPopulation ages 60-64, male | Aruba | ABW | Population ages 60-64, male | SP.POP.6064.MA | 3400 | 3500
ABWPopulation ages 70-74, female | Aruba | ABW | Population ages 70-74, female | SP.POP.7074.FE | 2300 | 2400
ABWPopulation ages 70-74, male | Aruba | ABW | Population ages 70-74, male | SP.POP.7074.MA | 1800 | 1900
ABWPopulation ages 75-79, female | Aruba | ABW | Population ages 75-79, female | SP.POP.7579.FE | 1500 | 1500
ABWPopulation ages 75-79, male | Aruba | ABW | Population ages 75-79, male | SP.POP.7579.MA | 1100 | 1100
ABWPopulation ages 80 and above, female | Aruba | ABW | Population ages 80 and above, female | SP.POP.80UP.FE | 1600 | 1700
ABWPopulation ages 80 and above, male | Aruba | ABW | Population ages 80 and above, male | SP.POP.80UP.MA | 900 | 900
ABWPopulation, male | Aruba | ABW | Population, male | SP.POP.TOTL.MA.IN | 50000 | 51000
ABWPopulation, total | Aruba | ABW | Population, total | SP.POP.TOTL | 106000 | 107000
ABWPopulation, female | Aruba | ABW | Population, female | SP.POP.TOTL.FE.IN | 56000 | 56000
ABWPopulation growth (annual %) | Aruba | ABW | Population growth (annual %) | SP.POP.GROW | 0 | 0
AUSPopulation ages 0-14, female | Australia | AUS | Population ages 0-14, female | SP.POP.0014.FE.IN | 2375000 | 2405000
AUSPopulation ages 0-14, male | Australia | AUS | Population ages 0-14, male | SP.POP.0014.MA.IN | 2503000 | 2535000
AUSPopulation ages 00-04, female | Australia | AUS | Population ages 00-04, female | SP.POP.0004.FE | 808000 | 816000
AUSPopulation ages 00-04, male | Australia | AUS | Population ages 00-04, male | SP.POP.0004.MA | 853000 | 861000
AUSPopulation ages 05-09, female | Australia | AUS | Population ages 05-09, female | SP.POP.0509.FE | 795000 | 802000
AUSPopulation ages 05-09, male | Australia | AUS | Population ages 05-09, male | SP.POP.0509.MA | 837000 | 845000
AUSPopulation ages 10-14, female | Australia | AUS | Population ages 10-14, female | SP.POP.1014.FE | 772000 | 788000
AUSPopulation ages 10-14, male | Australia | AUS | Population ages 10-14, male | SP.POP.1014.MA | 812000 | 829000
AUSPopulation ages 15-19, female | Australia | AUS | Population ages 15-19, female | SP.POP.1519.FE | 737000 | 746000
AUSPopulation ages 15-19, male | Australia | AUS | Population ages 15-19, male | SP.POP.1519.MA | 771000 | 781000
AUSPopulation ages 20-24, female | Australia | AUS | Population ages 20-24, female | SP.POP.2024.FE | 792000 | 787000
AUSPopulation ages 20-24, male | Australia | AUS | Population ages 20-24, male | SP.POP.2024.MA | 823000 | 815000
AUSPopulation ages 25-29, female | Australia | AUS | Population ages 25-29, female | SP.POP.2529.FE | 882000 | 875000
AUSPopulation ages 25-29, male | Australia | AUS | Population ages 25-29, male | SP.POP.2529.MA | 918000 | 914000
AUSPopulation ages 30-34, female | Australia | AUS | Population ages 30-34, female | SP.POP.3034.FE | 936000 | 940000
AUSPopulation ages 30-34, male | Australia | AUS | Population ages 30-34, male | SP.POP.3034.MA | 938000 | 944000
AUSPopulation ages 35-39, female | Australia | AUS | Population ages 35-39, female | SP.POP.3539.FE | 901000 | 925000
AUSPopulation ages 35-39, male | Australia | AUS | Population ages 35-39, male | SP.POP.3539.MA | 901000 | 926000
AUSPopulation ages 40-44, female | Australia | AUS | Population ages 40-44, female | SP.POP.4044.FE | 816000 | 822000
AUSPopulation ages 40-44, male | Australia | AUS | Population ages 40-44, male | SP.POP.4044.MA | 807000 | 814000
AUSPopulation ages 45-49, female | Australia | AUS | Population ages 45-49, female | SP.POP.4549.FE | 844000 | 849000
AUSPopulation ages 45-49, male | Australia | AUS | Population ages 45-49, male | SP.POP.4549.MA | 829000 | 835000
AUSPopulation ages 50-54, female | Australia | AUS | Population ages 50-54, female | SP.POP.5054.FE | 789000 | 793000
AUSPopulation ages 50-54, male | Australia | AUS | Population ages 50-54, male | SP.POP.5054.MA | 770000 | 772000
AUSPopulation ages 55-59, male | Australia | AUS | Population ages 55-59, male | SP.POP.5559.MA | 766000 | 771000
AUSPopulation ages 55-59, female | Australia | AUS | Population ages 55-59, female | SP.POP.5559.FE | 781000 | 785000
AUSPopulation ages 65-69, male | Australia | AUS | Population ages 65-69, male | SP.POP.6569.MA | 596000 | 604000
AUSPopulation ages 65-69, female | Australia | AUS | Population ages 65-69, female | SP.POP.6569.FE | 623000 | 634000
AUSPopulation ages 60-64, female | Australia | AUS | Population ages 60-64, female | SP.POP.6064.FE | 714000 | 728000
AUSPopulation ages 60-64, male | Australia | AUS | Population ages 60-64, male | SP.POP.6064.MA | 683000 | 697000
AUSPopulation ages 70-74, female | Australia | AUS | Population ages 70-74, female | SP.POP.7074.FE | 537000 | 558000
AUSPopulation ages 70-74, male | Australia | AUS | Population ages 70-74, male | SP.POP.7074.MA | 512000 | 530000
AUSPopulation ages 75-79, female | Australia | AUS | Population ages 75-79, female | SP.POP.7579.FE | 378000 | 399000
AUSPopulation ages 75-79, male | Australia | AUS | Population ages 75-79, male | SP.POP.7579.MA | 348000 | 367000
AUSPopulation ages 80 and above, female | Australia | AUS | Population ages 80 and above, female | SP.POP.80UP.FE | 597000 | 610000
AUSPopulation ages 80 and above, male | Australia | AUS | Population ages 80 and above, male | SP.POP.80UP.MA | 437000 | 449000
AUSPopulation, male | Australia | AUS | Population, male | SP.POP.TOTL.MA.IN | 12601000 | 12753000
AUSPopulation, total | Australia | AUS | Population, total | SP.POP.TOTL | 25303000 | 25608000
AUSPopulation, female | Australia | AUS | Population, female | SP.POP.TOTL.FE.IN | 12702000 | 12856000
AUSPopulation growth (annual %) | Australia | AUS | Population growth (annual %) | SP.POP.GROW | 0 | 0
AUTPopulation ages 0-14, female | Austria | AUT | Population ages 0-14, female | SP.POP.0014.FE.IN | 617000 | 620000
AUTPopulation ages 0-14, male | Austria | AUT | Population ages 0-14, male | SP.POP.0014.MA.IN | 656000 | 660000
AUTPopulation ages 00-04, female | Austria | AUT | Population ages 00-04, female | SP.POP.0004.FE | 213000 | 215000
AUTPopulation ages 00-04, male | Austria | AUT | Population ages 00-04, male | SP.POP.0004.MA | 225000 | 227000
AUTPopulation ages 05-09, female | Austria | AUT | Population ages 05-09, female | SP.POP.0509.FE | 201000 | 203000
AUTPopulation ages 05-09, male | Austria | AUT | Population ages 05-09, male | SP.POP.0509.MA | 215000 | 217000
AUTPopulation ages 10-14, female | Austria | AUT | Population ages 10-14, female | SP.POP.1014.FE | 203000 | 202000
AUTPopulation ages 10-14, male | Austria | AUT | Population ages 10-14, male | SP.POP.1014.MA | 216000 | 216000
AUTPopulation ages 15-19, female | Austria | AUT | Population ages 15-19, female | SP.POP.1519.FE | 218000 | 216000
AUTPopulation ages 15-19, male | Austria | AUT | Population ages 15-19, male | SP.POP.1519.MA | 232000 | 230000
AUTPopulation ages 20-24, female | Austria | AUT | Population ages 20-24, female | SP.POP.2024.FE | 248000 | 242000
AUTPopulation ages 20-24, male | Austria | AUT | Population ages 20-24, male | SP.POP.2024.MA | 265000 | 260000
AUTPopulation ages 25-29, female | Austria | AUT | Population ages 25-29, female | SP.POP.2529.FE | 292000 | 291000
AUTPopulation ages 25-29, male | Austria | AUT | Population ages 25-29, male | SP.POP.2529.MA | 308000 | 308000
AUTPopulation ages 30-34, female | Austria | AUT | Population ages 30-34, female | SP.POP.3034.FE | 300000 | 300000
AUTPopulation ages 30-34, male | Austria | AUT | Population ages 30-34, male | SP.POP.3034.MA | 309000 | 311000
AUTPopulation ages 35-39, female | Austria | AUT | Population ages 35-39, female | SP.POP.3539.FE | 299000 | 304000
AUTPopulation ages 35-39, male | Austria | AUT | Population ages 35-39, male | SP.POP.3539.MA | 304000 | 310000
AUTPopulation ages 40-44, female | Austria | AUT | Population ages 40-44, female | SP.POP.4044.FE | 278000 | 277000
AUTPopulation ages 40-44, male | Austria | AUT | Population ages 40-44, male | SP.POP.4044.MA | 280000 | 281000
AUTPopulation ages 45-49, female | Austria | AUT | Population ages 45-49, female | SP.POP.4549.FE | 314000 | 303000
AUTPopulation ages 45-49, male | Austria | AUT | Population ages 45-49, male | SP.POP.4549.MA | 312000 | 301000
AUTPopulation ages 50-54, female | Austria | AUT | Population ages 50-54, female | SP.POP.5054.FE | 357000 | 351000
AUTPopulation ages 50-54, male | Austria | AUT | Population ages 50-54, male | SP.POP.5054.MA | 359000 | 352000
AUTPopulation ages 55-59, male | Austria | AUT | Population ages 55-59, male | SP.POP.5559.MA | 336000 | 342000
AUTPopulation ages 55-59, female | Austria | AUT | Population ages 55-59, female | SP.POP.5559.FE | 337000 | 342000
AUTPopulation ages 65-69, male | Austria | AUT | Population ages 65-69, male | SP.POP.6569.MA | 207000 | 211000
AUTPopulation ages 65-69, female | Austria | AUT | Population ages 65-69, female | SP.POP.6569.FE | 230000 | 234000
AUTPopulation ages 60-64, female | Austria | AUT | Population ages 60-64, female | SP.POP.6064.FE | 284000 | 294000
AUTPopulation ages 60-64, male | Austria | AUT | Population ages 60-64, male | SP.POP.6064.MA | 270000 | 281000
AUTPopulation ages 70-74, female | Austria | AUT | Population ages 70-74, female | SP.POP.7074.FE | 221000 | 217000
AUTPopulation ages 70-74, male | Austria | AUT | Population ages 70-74, male | SP.POP.7074.MA | 188000 | 185000
AUTPopulation ages 75-79, female | Austria | AUT | Population ages 75-79, female | SP.POP.7579.FE | 209000 | 212000
AUTPopulation ages 75-79, male | Austria | AUT | Population ages 75-79, male | SP.POP.7579.MA | 164000 | 166000
AUTPopulation ages 80 and above, female | Austria | AUT | Population ages 80 and above, female | SP.POP.80UP.FE | 297000 | 301000
AUTPopulation ages 80 and above, male | Austria | AUT | Population ages 80 and above, male | SP.POP.80UP.MA | 175000 | 180000
AUTPopulation, male | Austria | AUT | Population, male | SP.POP.TOTL.MA.IN | 4365000 | 4379000
AUTPopulation, total | Austria | AUT | Population, total | SP.POP.TOTL | 8865000 | 8883000
AUTPopulation, female | Austria | AUT | Population, female | SP.POP.TOTL.FE.IN | 4500000 | 4504000
AUTPopulation growth (annual %) | Austria | AUT | Population growth (annual %) | SP.POP.GROW | 0 | 0
AZEPopulation ages 0-14, female | Azerbaijan | AZE | Population ages 0-14, female | SP.POP.0014.FE.IN | 1097000 | 1111000
AZEPopulation ages 0-14, male | Azerbaijan | AZE | Population ages 0-14, male | SP.POP.0014.MA.IN | 1255000 | 1267000
AZEPopulation ages 00-04, female | Azerbaijan | AZE | Population ages 00-04, female | SP.POP.0004.FE | 398000 | 389000
AZEPopulation ages 00-04, male | Azerbaijan | AZE | Population ages 00-04, male | SP.POP.0004.MA | 449000 | 435000
AZEPopulation ages 05-09, female | Azerbaijan | AZE | Population ages 05-09, female | SP.POP.0509.FE | 386000 | 399000
AZEPopulation ages 05-09, male | Azerbaijan | AZE | Population ages 05-09, male | SP.POP.0509.MA | 445000 | 459000
AZEPopulation ages 10-14, female | Azerbaijan | AZE | Population ages 10-14, female | SP.POP.1014.FE | 312000 | 323000
AZEPopulation ages 10-14, male | Azerbaijan | AZE | Population ages 10-14, male | SP.POP.1014.MA | 361000 | 373000
AZEPopulation ages 15-19, female | Azerbaijan | AZE | Population ages 15-19, female | SP.POP.1519.FE | 299000 | 295000
AZEPopulation ages 15-19, male | Azerbaijan | AZE | Population ages 15-19, male | SP.POP.1519.MA | 343000 | 341000
AZEPopulation ages 20-24, female | Azerbaijan | AZE | Population ages 20-24, female | SP.POP.2024.FE | 359000 | 340000
AZEPopulation ages 20-24, male | Azerbaijan | AZE | Population ages 20-24, male | SP.POP.2024.MA | 392000 | 377000
AZEPopulation ages 25-29, female | Azerbaijan | AZE | Population ages 25-29, female | SP.POP.2529.FE | 453000 | 438000
AZEPopulation ages 25-29, male | Azerbaijan | AZE | Population ages 25-29, male | SP.POP.2529.MA | 460000 | 450000
AZEPopulation ages 30-34, female | Azerbaijan | AZE | Population ages 30-34, female | SP.POP.3034.FE | 470000 | 475000
AZEPopulation ages 30-34, male | Azerbaijan | AZE | Population ages 30-34, male | SP.POP.3034.MA | 460000 | 464000
AZEPopulation ages 35-39, female | Azerbaijan | AZE | Population ages 35-39, female | SP.POP.3539.FE | 396000 | 412000
AZEPopulation ages 35-39, male | Azerbaijan | AZE | Population ages 35-39, male | SP.POP.3539.MA | 396000 | 411000
AZEPopulation ages 40-44, female | Azerbaijan | AZE | Population ages 40-44, female | SP.POP.4044.FE | 328000 | 336000
AZEPopulation ages 40-44, male | Azerbaijan | AZE | Population ages 40-44, male | SP.POP.4044.MA | 317000 | 327000
AZEPopulation ages 45-49, female | Azerbaijan | AZE | Population ages 45-49, female | SP.POP.4549.FE | 322000 | 320000
AZEPopulation ages 45-49, male | Azerbaijan | AZE | Population ages 45-49, male | SP.POP.4549.MA | 295000 | 295000
AZEPopulation ages 50-54, female | Azerbaijan | AZE | Population ages 50-54, female | SP.POP.5054.FE | 337000 | 330000
AZEPopulation ages 50-54, male | Azerbaijan | AZE | Population ages 50-54, male | SP.POP.5054.MA | 303000 | 296000
AZEPopulation ages 55-59, male | Azerbaijan | AZE | Population ages 55-59, male | SP.POP.5559.MA | 302000 | 307000
AZEPopulation ages 55-59, female | Azerbaijan | AZE | Population ages 55-59, female | SP.POP.5559.FE | 338000 | 344000
AZEPopulation ages 65-69, male | Azerbaijan | AZE | Population ages 65-69, male | SP.POP.6569.MA | 125000 | 138000
AZEPopulation ages 65-69, female | Azerbaijan | AZE | Population ages 65-69, female | SP.POP.6569.FE | 153000 | 169000
AZEPopulation ages 60-64, female | Azerbaijan | AZE | Population ages 60-64, female | SP.POP.6064.FE | 249000 | 265000
AZEPopulation ages 60-64, male | Azerbaijan | AZE | Population ages 60-64, male | SP.POP.6064.MA | 216000 | 230000
AZEPopulation ages 70-74, female | Azerbaijan | AZE | Population ages 70-74, female | SP.POP.7074.FE | 79000 | 87000
AZEPopulation ages 70-74, male | Azerbaijan | AZE | Population ages 70-74, male | SP.POP.7074.MA | 58000 | 64000
AZEPopulation ages 75-79, female | Azerbaijan | AZE | Population ages 75-79, female | SP.POP.7579.FE | 57000 | 54000
AZEPopulation ages 75-79, male | Azerbaijan | AZE | Population ages 75-79, male | SP.POP.7579.MA | 38000 | 36000
AZEPopulation ages 80 and above, female | Azerbaijan | AZE | Population ages 80 and above, female | SP.POP.80UP.FE | 88000 | 86000
AZEPopulation ages 80 and above, male | Azerbaijan | AZE | Population ages 80 and above, male | SP.POP.80UP.MA | 49000 | 47000
AZEPopulation, male | Azerbaijan | AZE | Population, male | SP.POP.TOTL.MA.IN | 5008000 | 5053000
AZEPopulation, total | Azerbaijan | AZE | Population, total | SP.POP.TOTL | 10032000 | 10115000
AZEPopulation, female | Azerbaijan | AZE | Population, female | SP.POP.TOTL.FE.IN | 5024000 | 5063000
AZEPopulation growth (annual %) | Azerbaijan | AZE | Population growth (annual %) | SP.POP.GROW | 0 | 0
BHSPopulation ages 0-14, female | Bahamas, The | BHS | Population ages 0-14, female | SP.POP.0014.FE.IN | 42000 | 42000
BHSPopulation ages 0-14, male | Bahamas, The | BHS | Population ages 0-14, male | SP.POP.0014.MA.IN | 44000 | 43000
BHSPopulation ages 00-04, female | Bahamas, The | BHS | Population ages 00-04, female | SP.POP.0004.FE | 13000 | 13000
BHSPopulation ages 00-04, male | Bahamas, The | BHS | Population ages 00-04, male | SP.POP.0004.MA | 14000 | 14000
BHSPopulation ages 05-09, female | Bahamas, The | BHS | Population ages 05-09, female | SP.POP.0509.FE | 13000 | 13000
BHSPopulation ages 05-09, male | Bahamas, The | BHS | Population ages 05-09, male | SP.POP.0509.MA | 14000 | 14000
BHSPopulation ages 10-14, female | Bahamas, The | BHS | Population ages 10-14, female | SP.POP.1014.FE | 16000 | 16000
BHSPopulation ages 10-14, male | Bahamas, The | BHS | Population ages 10-14, male | SP.POP.1014.MA | 16000 | 16000
BHSPopulation ages 15-19, female | Bahamas, The | BHS | Population ages 15-19, female | SP.POP.1519.FE | 16000 | 16000
BHSPopulation ages 15-19, male | Bahamas, The | BHS | Population ages 15-19, male | SP.POP.1519.MA | 16000 | 16000
BHSPopulation ages 20-24, female | Bahamas, The | BHS | Population ages 20-24, female | SP.POP.2024.FE | 17000 | 17000
BHSPopulation ages 20-24, male | Bahamas, The | BHS | Population ages 20-24, male | SP.POP.2024.MA | 17000 | 17000
BHSPopulation ages 25-29, female | Bahamas, The | BHS | Population ages 25-29, female | SP.POP.2529.FE | 16000 | 17000
BHSPopulation ages 25-29, male | Bahamas, The | BHS | Population ages 25-29, male | SP.POP.2529.MA | 16000 | 17000
BHSPopulation ages 30-34, female | Bahamas, The | BHS | Population ages 30-34, female | SP.POP.3034.FE | 14000 | 14000
BHSPopulation ages 30-34, male | Bahamas, The | BHS | Population ages 30-34, male | SP.POP.3034.MA | 13000 | 14000
BHSPopulation ages 35-39, female | Bahamas, The | BHS | Population ages 35-39, female | SP.POP.3539.FE | 14000 | 14000
BHSPopulation ages 35-39, male | Bahamas, The | BHS | Population ages 35-39, male | SP.POP.3539.MA | 13000 | 13000
BHSPopulation ages 40-44, female | Bahamas, The | BHS | Population ages 40-44, female | SP.POP.4044.FE | 15000 | 14000
BHSPopulation ages 40-44, male | Bahamas, The | BHS | Population ages 40-44, male | SP.POP.4044.MA | 13000 | 13000
BHSPopulation ages 45-49, female | Bahamas, The | BHS | Population ages 45-49, female | SP.POP.4549.FE | 15000 | 15000
BHSPopulation ages 45-49, male | Bahamas, The | BHS | Population ages 45-49, male | SP.POP.4549.MA | 14000 | 14000
BHSPopulation ages 50-54, female | Bahamas, The | BHS | Population ages 50-54, female | SP.POP.5054.FE | 13000 | 13000
BHSPopulation ages 50-54, male | Bahamas, The | BHS | Population ages 50-54, male | SP.POP.5054.MA | 12000 | 12000
BHSPopulation ages 55-59, male | Bahamas, The | BHS | Population ages 55-59, male | SP.POP.5559.MA | 11000 | 11000
BHSPopulation ages 55-59, female | Bahamas, The | BHS | Population ages 55-59, female | SP.POP.5559.FE | 12000 | 13000
BHSPopulation ages 65-69, male | Bahamas, The | BHS | Population ages 65-69, male | SP.POP.6569.MA | 5100 | 5400
BHSPopulation ages 65-69, female | Bahamas, The | BHS | Population ages 65-69, female | SP.POP.6569.FE | 6100 | 6500
BHSPopulation ages 60-64, female | Bahamas, The | BHS | Population ages 60-64, female | SP.POP.6064.FE | 9100 | 9600
BHSPopulation ages 60-64, male | Bahamas, The | BHS | Population ages 60-64, male | SP.POP.6064.MA | 7500 | 8000
BHSPopulation ages 70-74, female | Bahamas, The | BHS | Population ages 70-74, female | SP.POP.7074.FE | 4300 | 4500
BHSPopulation ages 70-74, male | Bahamas, The | BHS | Population ages 70-74, male | SP.POP.7074.MA | 3400 | 3500
BHSPopulation ages 75-79, female | Bahamas, The | BHS | Population ages 75-79, female | SP.POP.7579.FE | 3200 | 3300
BHSPopulation ages 75-79, male | Bahamas, The | BHS | Population ages 75-79, male | SP.POP.7579.MA | 2300 | 2400
BHSPopulation ages 80 and above, female | Bahamas, The | BHS | Population ages 80 and above, female | SP.POP.80UP.FE | 2900 | 3000
BHSPopulation ages 80 and above, male | Bahamas, The | BHS | Population ages 80 and above, male | SP.POP.80UP.MA | 2000 | 2000
BHSPopulation, male | Bahamas, The | BHS | Population, male | SP.POP.TOTL.MA.IN | 189000 | 191000
BHSPopulation, total | Bahamas, The | BHS | Population, total | SP.POP.TOTL | 389000 | 393000
BHSPopulation, female | Bahamas, The | BHS | Population, female | SP.POP.TOTL.FE.IN | 200000 | 202000
BHSPopulation growth (annual %) | Bahamas, The | BHS | Population growth (annual %) | SP.POP.GROW | 0 | 0
BHRPopulation ages 0-14, female | Bahrain | BHR | Population ages 0-14, female | SP.POP.0014.FE.IN | 150000 | 152000
BHRPopulation ages 0-14, male | Bahrain | BHR | Population ages 0-14, male | SP.POP.0014.MA.IN | 157000 | 159000
BHRPopulation ages 00-04, female | Bahrain | BHR | Population ages 00-04, female | SP.POP.0004.FE | 53000 | 53000
BHRPopulation ages 00-04, male | Bahrain | BHR | Population ages 00-04, male | SP.POP.0004.MA | 55000 | 55000
BHRPopulation ages 05-09, female | Bahrain | BHR | Population ages 05-09, female | SP.POP.0509.FE | 51000 | 52000
BHRPopulation ages 05-09, male | Bahrain | BHR | Population ages 05-09, male | SP.POP.0509.MA | 56000 | 59000
BHRPopulation ages 10-14, female | Bahrain | BHR | Population ages 10-14, female | SP.POP.1014.FE | 46000 | 47000
BHRPopulation ages 10-14, male | Bahrain | BHR | Population ages 10-14, male | SP.POP.1014.MA | 46000 | 46000
BHRPopulation ages 15-19, female | Bahrain | BHR | Population ages 15-19, female | SP.POP.1519.FE | 39000 | 40000
BHRPopulation ages 15-19, male | Bahrain | BHR | Population ages 15-19, male | SP.POP.1519.MA | 47000 | 49000
BHRPopulation ages 20-24, female | Bahrain | BHR | Population ages 20-24, female | SP.POP.2024.FE | 42000 | 39000
BHRPopulation ages 20-24, male | Bahrain | BHR | Population ages 20-24, male | SP.POP.2024.MA | 61000 | 53000
BHRPopulation ages 25-29, female | Bahrain | BHR | Population ages 25-29, female | SP.POP.2529.FE | 67000 | 69000
BHRPopulation ages 25-29, male | Bahrain | BHR | Population ages 25-29, male | SP.POP.2529.MA | 149000 | 146000
BHRPopulation ages 30-34, female | Bahrain | BHR | Population ages 30-34, female | SP.POP.3034.FE | 68000 | 73000
BHRPopulation ages 30-34, male | Bahrain | BHR | Population ages 30-34, male | SP.POP.3034.MA | 201000 | 220000
BHRPopulation ages 35-39, female | Bahrain | BHR | Population ages 35-39, female | SP.POP.3539.FE | 53000 | 54000
BHRPopulation ages 35-39, male | Bahrain | BHR | Population ages 35-39, male | SP.POP.3539.MA | 143000 | 160000
BHRPopulation ages 40-44, female | Bahrain | BHR | Population ages 40-44, female | SP.POP.4044.FE | 45000 | 47000
BHRPopulation ages 40-44, male | Bahrain | BHR | Population ages 40-44, male | SP.POP.4044.MA | 94000 | 101000
BHRPopulation ages 45-49, female | Bahrain | BHR | Population ages 45-49, female | SP.POP.4549.FE | 34000 | 35000
BHRPopulation ages 45-49, male | Bahrain | BHR | Population ages 45-49, male | SP.POP.4549.MA | 71000 | 73000
BHRPopulation ages 50-54, female | Bahrain | BHR | Population ages 50-54, female | SP.POP.5054.FE | 29000 | 29000
BHRPopulation ages 50-54, male | Bahrain | BHR | Population ages 50-54, male | SP.POP.5054.MA | 50000 | 52000
BHRPopulation ages 55-59, male | Bahrain | BHR | Population ages 55-59, male | SP.POP.5559.MA | 34000 | 34000
BHRPopulation ages 55-59, female | Bahrain | BHR | Population ages 55-59, female | SP.POP.5559.FE | 24000 | 25000
BHRPopulation ages 65-69, male | Bahrain | BHR | Population ages 65-69, male | SP.POP.6569.MA | 11000 | 13000
BHRPopulation ages 65-69, female | Bahrain | BHR | Population ages 65-69, female | SP.POP.6569.FE | 7900 | 8900
BHRPopulation ages 60-64, female | Bahrain | BHR | Population ages 60-64, female | SP.POP.6064.FE | 16000 | 17000
BHRPopulation ages 60-64, male | Bahrain | BHR | Population ages 60-64, male | SP.POP.6064.MA | 27000 | 28000
BHRPopulation ages 70-74, female | Bahrain | BHR | Population ages 70-74, female | SP.POP.7074.FE | 4500 | 4800
BHRPopulation ages 70-74, male | Bahrain | BHR | Population ages 70-74, male | SP.POP.7074.MA | 5700 | 6100
BHRPopulation ages 75-79, female | Bahrain | BHR | Population ages 75-79, female | SP.POP.7579.FE | 3400 | 3400
BHRPopulation ages 75-79, male | Bahrain | BHR | Population ages 75-79, male | SP.POP.7579.MA | 3300 | 3400
BHRPopulation ages 80 and above, female | Bahrain | BHR | Population ages 80 and above, female | SP.POP.80UP.FE | 3100 | 3200
BHRPopulation ages 80 and above, male | Bahrain | BHR | Population ages 80 and above, male | SP.POP.80UP.MA | 2600 | 2600
BHRPopulation, male | Bahrain | BHR | Population, male | SP.POP.TOTL.MA.IN | 1055000 | 1100000
BHRPopulation, total | Bahrain | BHR | Population, total | SP.POP.TOTL | 1641000 | 1702000
BHRPopulation, female | Bahrain | BHR | Population, female | SP.POP.TOTL.FE.IN | 586000 | 601000
BHRPopulation growth (annual %) | Bahrain | BHR | Population growth (annual %) | SP.POP.GROW | 0 | 0
BGDPopulation ages 0-14, female | Bangladesh | BGD | Population ages 0-14, female | SP.POP.0014.FE.IN | 21708000 | 21557000
BGDPopulation ages 0-14, male | Bangladesh | BGD | Population ages 0-14, male | SP.POP.0014.MA.IN | 22664000 | 22505000
BGDPopulation ages 00-04, female | Bangladesh | BGD | Population ages 00-04, female | SP.POP.0004.FE | 7052000 | 7008000
BGDPopulation ages 00-04, male | Bangladesh | BGD | Population ages 00-04, male | SP.POP.0004.MA | 7366000 | 7320000
BGDPopulation ages 05-09, female | Bangladesh | BGD | Population ages 05-09, female | SP.POP.0509.FE | 7205000 | 7167000
BGDPopulation ages 05-09, male | Bangladesh | BGD | Population ages 05-09, male | SP.POP.0509.MA | 7517000 | 7477000
BGDPopulation ages 10-14, female | Bangladesh | BGD | Population ages 10-14, female | SP.POP.1014.FE | 7450000 | 7382000
BGDPopulation ages 10-14, male | Bangladesh | BGD | Population ages 10-14, male | SP.POP.1014.MA | 7781000 | 7707000
BGDPopulation ages 15-19, female | Bangladesh | BGD | Population ages 15-19, female | SP.POP.1519.FE | 7649000 | 7610000
BGDPopulation ages 15-19, male | Bangladesh | BGD | Population ages 15-19, male | SP.POP.1519.MA | 8002000 | 7975000
BGDPopulation ages 20-24, female | Bangladesh | BGD | Population ages 20-24, female | SP.POP.2024.FE | 7477000 | 7497000
BGDPopulation ages 20-24, male | Bangladesh | BGD | Population ages 20-24, male | SP.POP.2024.MA | 7706000 | 7742000
BGDPopulation ages 25-29, female | Bangladesh | BGD | Population ages 25-29, female | SP.POP.2529.FE | 7220000 | 7268000
BGDPopulation ages 25-29, male | Bangladesh | BGD | Population ages 25-29, male | SP.POP.2529.MA | 7197000 | 7258000
BGDPopulation ages 30-34, female | Bangladesh | BGD | Population ages 30-34, female | SP.POP.3034.FE | 6923000 | 6984000
BGDPopulation ages 30-34, male | Bangladesh | BGD | Population ages 30-34, male | SP.POP.3034.MA | 6714000 | 6779000
BGDPopulation ages 35-39, female | Bangladesh | BGD | Population ages 35-39, female | SP.POP.3539.FE | 6366000 | 6477000
BGDPopulation ages 35-39, male | Bangladesh | BGD | Population ages 35-39, male | SP.POP.3539.MA | 6175000 | 6271000
BGDPopulation ages 40-44, female | Bangladesh | BGD | Population ages 40-44, female | SP.POP.4044.FE | 5508000 | 5672000
BGDPopulation ages 40-44, male | Bangladesh | BGD | Population ages 40-44, male | SP.POP.4044.MA | 5408000 | 5554000
BGDPopulation ages 45-49, female | Bangladesh | BGD | Population ages 45-49, female | SP.POP.4549.FE | 4590000 | 4708000
BGDPopulation ages 45-49, male | Bangladesh | BGD | Population ages 45-49, male | SP.POP.4549.MA | 4637000 | 4718000
BGDPopulation ages 50-54, female | Bangladesh | BGD | Population ages 50-54, female | SP.POP.5054.FE | 3932000 | 4040000
BGDPopulation ages 50-54, male | Bangladesh | BGD | Population ages 50-54, male | SP.POP.5054.MA | 4181000 | 4265000
BGDPopulation ages 55-59, male | Bangladesh | BGD | Population ages 55-59, male | SP.POP.5559.MA | 3316000 | 3479000
BGDPopulation ages 55-59, female | Bangladesh | BGD | Population ages 55-59, female | SP.POP.5559.FE | 3050000 | 3221000
BGDPopulation ages 65-69, male | Bangladesh | BGD | Population ages 65-69, male | SP.POP.6569.MA | 1442000 | 1490000
BGDPopulation ages 65-69, female | Bangladesh | BGD | Population ages 65-69, female | SP.POP.6569.FE | 1274000 | 1307000
BGDPopulation ages 60-64, female | Bangladesh | BGD | Population ages 60-64, female | SP.POP.6064.FE | 1966000 | 2129000
BGDPopulation ages 60-64, male | Bangladesh | BGD | Population ages 60-64, male | SP.POP.6064.MA | 2210000 | 2372000
BGDPopulation ages 70-74, female | Bangladesh | BGD | Population ages 70-74, female | SP.POP.7074.FE | 1160000 | 1150000
BGDPopulation ages 70-74, male | Bangladesh | BGD | Population ages 70-74, male | SP.POP.7074.MA | 1206000 | 1207000
BGDPopulation ages 75-79, female | Bangladesh | BGD | Population ages 75-79, female | SP.POP.7579.FE | 860000 | 884000
BGDPopulation ages 75-79, male | Bangladesh | BGD | Population ages 75-79, male | SP.POP.7579.MA | 839000 | 855000
BGDPopulation ages 80 and above, female | Bangladesh | BGD | Population ages 80 and above, female | SP.POP.80UP.FE | 889000 | 927000
BGDPopulation ages 80 and above, male | Bangladesh | BGD | Population ages 80 and above, male | SP.POP.80UP.MA | 776000 | 789000
BGDPopulation, male | Bangladesh | BGD | Population, male | SP.POP.TOTL.MA.IN | 82474000 | 83259000
BGDPopulation, total | Bangladesh | BGD | Population, total | SP.POP.TOTL | 163046000 | 164689000
BGDPopulation, female | Bangladesh | BGD | Population, female | SP.POP.TOTL.FE.IN | 80572000 | 81430000
BGDPopulation growth (annual %) | Bangladesh | BGD | Population growth (annual %) | SP.POP.GROW | 0 | 0
BRBPopulation ages 0-14, female | Barbados | BRB | Population ages 0-14, female | SP.POP.0014.FE.IN | 24000 | 24000
BRBPopulation ages 0-14, male | Barbados | BRB | Population ages 0-14, male | SP.POP.0014.MA.IN | 25000 | 24000
BRBPopulation ages 00-04, female | Barbados | BRB | Population ages 00-04, female | SP.POP.0004.FE | 7400 | 7400
BRBPopulation ages 00-04, male | Barbados | BRB | Population ages 00-04, male | SP.POP.0004.MA | 7700 | 7700
BRBPopulation ages 05-09, female | Barbados | BRB | Population ages 05-09, female | SP.POP.0509.FE | 7800 | 7600
BRBPopulation ages 05-09, male | Barbados | BRB | Population ages 05-09, male | SP.POP.0509.MA | 8100 | 7900
BRBPopulation ages 10-14, female | Barbados | BRB | Population ages 10-14, female | SP.POP.1014.FE | 8800 | 8600
BRBPopulation ages 10-14, male | Barbados | BRB | Population ages 10-14, male | SP.POP.1014.MA | 9100 | 8900
BRBPopulation ages 15-19, female | Barbados | BRB | Population ages 15-19, female | SP.POP.1519.FE | 9300 | 9200
BRBPopulation ages 15-19, male | Barbados | BRB | Population ages 15-19, male | SP.POP.1519.MA | 9800 | 9700
BRBPopulation ages 20-24, female | Barbados | BRB | Population ages 20-24, female | SP.POP.2024.FE | 9300 | 9200
BRBPopulation ages 20-24, male | Barbados | BRB | Population ages 20-24, male | SP.POP.2024.MA | 9500 | 9500
BRBPopulation ages 25-29, female | Barbados | BRB | Population ages 25-29, female | SP.POP.2529.FE | 9400 | 9400
BRBPopulation ages 25-29, male | Barbados | BRB | Population ages 25-29, male | SP.POP.2529.MA | 9400 | 9400
BRBPopulation ages 30-34, female | Barbados | BRB | Population ages 30-34, female | SP.POP.3034.FE | 9200 | 9100
BRBPopulation ages 30-34, male | Barbados | BRB | Population ages 30-34, male | SP.POP.3034.MA | 9000 | 9000
BRBPopulation ages 35-39, female | Barbados | BRB | Population ages 35-39, female | SP.POP.3539.FE | 9800 | 9700
BRBPopulation ages 35-39, male | Barbados | BRB | Population ages 35-39, male | SP.POP.3539.MA | 9300 | 9300
BRBPopulation ages 40-44, female | Barbados | BRB | Population ages 40-44, female | SP.POP.4044.FE | 9700 | 9600
BRBPopulation ages 40-44, male | Barbados | BRB | Population ages 40-44, male | SP.POP.4044.MA | 9300 | 9200
BRBPopulation ages 45-49, female | Barbados | BRB | Population ages 45-49, female | SP.POP.4549.FE | 11000 | 11000
BRBPopulation ages 45-49, male | Barbados | BRB | Population ages 45-49, male | SP.POP.4549.MA | 9800 | 9700
BRBPopulation ages 50-54, female | Barbados | BRB | Population ages 50-54, female | SP.POP.5054.FE | 10000 | 10000
BRBPopulation ages 50-54, male | Barbados | BRB | Population ages 50-54, male | SP.POP.5054.MA | 9400 | 9400
BRBPopulation ages 55-59, male | Barbados | BRB | Population ages 55-59, male | SP.POP.5559.MA | 9500 | 9500
BRBPopulation ages 55-59, female | Barbados | BRB | Population ages 55-59, female | SP.POP.5559.FE | 11000 | 11000
BRBPopulation ages 65-69, male | Barbados | BRB | Population ages 65-69, male | SP.POP.6569.MA | 6700 | 6900
BRBPopulation ages 65-69, female | Barbados | BRB | Population ages 65-69, female | SP.POP.6569.FE | 7800 | 8100
BRBPopulation ages 60-64, female | Barbados | BRB | Population ages 60-64, female | SP.POP.6064.FE | 9800 | 10000
BRBPopulation ages 60-64, male | Barbados | BRB | Population ages 60-64, male | SP.POP.6064.MA | 8400 | 8500
BRBPopulation ages 70-74, female | Barbados | BRB | Population ages 70-74, female | SP.POP.7074.FE | 6200 | 6400
BRBPopulation ages 70-74, male | Barbados | BRB | Population ages 70-74, male | SP.POP.7074.MA | 5200 | 5500
BRBPopulation ages 75-79, female | Barbados | BRB | Population ages 75-79, female | SP.POP.7579.FE | 4500 | 4700
BRBPopulation ages 75-79, male | Barbados | BRB | Population ages 75-79, male | SP.POP.7579.MA | 3400 | 3600
BRBPopulation ages 80 and above, female | Barbados | BRB | Population ages 80 and above, female | SP.POP.80UP.FE | 7500 | 7500
BRBPopulation ages 80 and above, male | Barbados | BRB | Population ages 80 and above, male | SP.POP.80UP.MA | 5200 | 5300
BRBPopulation, male | Barbados | BRB | Population, male | SP.POP.TOTL.MA.IN | 139000 | 139000
BRBPopulation, total | Barbados | BRB | Population, total | SP.POP.TOTL | 287000 | 287000
BRBPopulation, female | Barbados | BRB | Population, female | SP.POP.TOTL.FE.IN | 148000 | 148000
BRBPopulation growth (annual %) | Barbados | BRB | Population growth (annual %) | SP.POP.GROW | 0 | 0
BLRPopulation ages 0-14, female | Belarus | BLR | Population ages 0-14, female | SP.POP.0014.FE.IN | 787000 | 796000
BLRPopulation ages 0-14, male | Belarus | BLR | Population ages 0-14, male | SP.POP.0014.MA.IN | 825000 | 833000
BLRPopulation ages 00-04, female | Belarus | BLR | Population ages 00-04, female | SP.POP.0004.FE | 275000 | 271000
BLRPopulation ages 00-04, male | Belarus | BLR | Population ages 00-04, male | SP.POP.0004.MA | 283000 | 277000
BLRPopulation ages 05-09, female | Belarus | BLR | Population ages 05-09, female | SP.POP.0509.FE | 281000 | 289000
BLRPopulation ages 05-09, male | Belarus | BLR | Population ages 05-09, male | SP.POP.0509.MA | 298000 | 307000
BLRPopulation ages 10-14, female | Belarus | BLR | Population ages 10-14, female | SP.POP.1014.FE | 232000 | 236000
BLRPopulation ages 10-14, male | Belarus | BLR | Population ages 10-14, male | SP.POP.1014.MA | 245000 | 249000
BLRPopulation ages 15-19, female | Belarus | BLR | Population ages 15-19, female | SP.POP.1519.FE | 211000 | 216000
BLRPopulation ages 15-19, male | Belarus | BLR | Population ages 15-19, male | SP.POP.1519.MA | 224000 | 228000
BLRPopulation ages 20-24, female | Belarus | BLR | Population ages 20-24, female | SP.POP.2024.FE | 224000 | 207000
BLRPopulation ages 20-24, male | Belarus | BLR | Population ages 20-24, male | SP.POP.2024.MA | 236000 | 219000
BLRPopulation ages 25-29, female | Belarus | BLR | Population ages 25-29, female | SP.POP.2529.FE | 336000 | 319000
BLRPopulation ages 25-29, male | Belarus | BLR | Population ages 25-29, male | SP.POP.2529.MA | 353000 | 334000
BLRPopulation ages 30-34, female | Belarus | BLR | Population ages 30-34, female | SP.POP.3034.FE | 395000 | 397000
BLRPopulation ages 30-34, male | Belarus | BLR | Population ages 30-34, male | SP.POP.3034.MA | 413000 | 417000
BLRPopulation ages 35-39, female | Belarus | BLR | Population ages 35-39, female | SP.POP.3539.FE | 351000 | 356000
BLRPopulation ages 35-39, male | Belarus | BLR | Population ages 35-39, male | SP.POP.3539.MA | 354000 | 361000
BLRPopulation ages 40-44, female | Belarus | BLR | Population ages 40-44, female | SP.POP.4044.FE | 333000 | 332000
BLRPopulation ages 40-44, male | Belarus | BLR | Population ages 40-44, male | SP.POP.4044.MA | 320000 | 321000
BLRPopulation ages 45-49, female | Belarus | BLR | Population ages 45-49, female | SP.POP.4549.FE | 329000 | 331000
BLRPopulation ages 45-49, male | Belarus | BLR | Population ages 45-49, male | SP.POP.4549.MA | 299000 | 302000
BLRPopulation ages 50-54, female | Belarus | BLR | Population ages 50-54, female | SP.POP.5054.FE | 333000 | 317000
BLRPopulation ages 50-54, male | Belarus | BLR | Population ages 50-54, male | SP.POP.5054.MA | 290000 | 275000
BLRPopulation ages 55-59, male | Belarus | BLR | Population ages 55-59, male | SP.POP.5559.MA | 343000 | 343000
BLRPopulation ages 55-59, female | Belarus | BLR | Population ages 55-59, female | SP.POP.5559.FE | 411000 | 410000
BLRPopulation ages 65-69, male | Belarus | BLR | Population ages 65-69, male | SP.POP.6569.MA | 208000 | 226000
BLRPopulation ages 65-69, female | Belarus | BLR | Population ages 65-69, female | SP.POP.6569.FE | 323000 | 353000
BLRPopulation ages 60-64, female | Belarus | BLR | Population ages 60-64, female | SP.POP.6064.FE | 380000 | 380000
BLRPopulation ages 60-64, male | Belarus | BLR | Population ages 60-64, male | SP.POP.6064.MA | 281000 | 285000
BLRPopulation ages 70-74, female | Belarus | BLR | Population ages 70-74, female | SP.POP.7074.FE | 175000 | 170000
BLRPopulation ages 70-74, male | Belarus | BLR | Population ages 70-74, male | SP.POP.7074.MA | 100000 | 99000
BLRPopulation ages 75-79, female | Belarus | BLR | Population ages 75-79, female | SP.POP.7579.FE | 184000 | 181000
BLRPopulation ages 75-79, male | Belarus | BLR | Population ages 75-79, male | SP.POP.7579.MA | 76000 | 75000
BLRPopulation ages 80 and above, female | Belarus | BLR | Population ages 80 and above, female | SP.POP.80UP.FE | 288000 | 286000
BLRPopulation ages 80 and above, male | Belarus | BLR | Population ages 80 and above, male | SP.POP.80UP.MA | 86000 | 82000
BLRPopulation, male | Belarus | BLR | Population, male | SP.POP.TOTL.MA.IN | 4407000 | 4399000
BLRPopulation, total | Belarus | BLR | Population, total | SP.POP.TOTL | 9467000 | 9448000
BLRPopulation, female | Belarus | BLR | Population, female | SP.POP.TOTL.FE.IN | 5060000 | 5049000
BLRPopulation growth (annual %) | Belarus | BLR | Population growth (annual %) | SP.POP.GROW | 0 | 0
BELPopulation ages 0-14, female | Belgium | BEL | Population ages 0-14, female | SP.POP.0014.FE.IN | 951000 | 952000
BELPopulation ages 0-14, male | Belgium | BEL | Population ages 0-14, male | SP.POP.0014.MA.IN | 1008000 | 1013000
BELPopulation ages 00-04, female | Belgium | BEL | Population ages 00-04, female | SP.POP.0004.FE | 307000 | 306000
BELPopulation ages 00-04, male | Belgium | BEL | Population ages 00-04, male | SP.POP.0004.MA | 326000 | 325000
BELPopulation ages 05-09, female | Belgium | BEL | Population ages 05-09, female | SP.POP.0509.FE | 323000 | 322000
BELPopulation ages 05-09, male | Belgium | BEL | Population ages 05-09, male | SP.POP.0509.MA | 343000 | 344000
BELPopulation ages 10-14, female | Belgium | BEL | Population ages 10-14, female | SP.POP.1014.FE | 321000 | 324000
BELPopulation ages 10-14, male | Belgium | BEL | Population ages 10-14, male | SP.POP.1014.MA | 339000 | 344000
BELPopulation ages 15-19, female | Belgium | BEL | Population ages 15-19, female | SP.POP.1519.FE | 308000 | 310000
BELPopulation ages 15-19, male | Belgium | BEL | Population ages 15-19, male | SP.POP.1519.MA | 325000 | 328000
BELPopulation ages 20-24, female | Belgium | BEL | Population ages 20-24, female | SP.POP.2024.FE | 322000 | 319000
BELPopulation ages 20-24, male | Belgium | BEL | Population ages 20-24, male | SP.POP.2024.MA | 339000 | 336000
BELPopulation ages 25-29, female | Belgium | BEL | Population ages 25-29, female | SP.POP.2529.FE | 357000 | 355000
BELPopulation ages 25-29, male | Belgium | BEL | Population ages 25-29, male | SP.POP.2529.MA | 370000 | 370000
BELPopulation ages 30-34, female | Belgium | BEL | Population ages 30-34, female | SP.POP.3034.FE | 370000 | 369000
BELPopulation ages 30-34, male | Belgium | BEL | Population ages 30-34, male | SP.POP.3034.MA | 371000 | 374000
BELPopulation ages 35-39, female | Belgium | BEL | Population ages 35-39, female | SP.POP.3539.FE | 375000 | 377000
BELPopulation ages 35-39, male | Belgium | BEL | Population ages 35-39, male | SP.POP.3539.MA | 375000 | 377000
BELPopulation ages 40-44, female | Belgium | BEL | Population ages 40-44, female | SP.POP.4044.FE | 367000 | 368000
BELPopulation ages 40-44, male | Belgium | BEL | Population ages 40-44, male | SP.POP.4044.MA | 380000 | 380000
BELPopulation ages 45-49, female | Belgium | BEL | Population ages 45-49, female | SP.POP.4549.FE | 375000 | 373000
BELPopulation ages 45-49, male | Belgium | BEL | Population ages 45-49, male | SP.POP.4549.MA | 393000 | 391000
BELPopulation ages 50-54, female | Belgium | BEL | Population ages 50-54, female | SP.POP.5054.FE | 392000 | 389000
BELPopulation ages 50-54, male | Belgium | BEL | Population ages 50-54, male | SP.POP.5054.MA | 406000 | 403000
BELPopulation ages 55-59, male | Belgium | BEL | Population ages 55-59, male | SP.POP.5559.MA | 402000 | 405000
BELPopulation ages 55-59, female | Belgium | BEL | Population ages 55-59, female | SP.POP.5559.FE | 394000 | 395000
BELPopulation ages 65-69, male | Belgium | BEL | Population ages 65-69, male | SP.POP.6569.MA | 300000 | 305000
BELPopulation ages 65-69, female | Belgium | BEL | Population ages 65-69, female | SP.POP.6569.FE | 322000 | 326000
BELPopulation ages 60-64, female | Belgium | BEL | Population ages 60-64, female | SP.POP.6064.FE | 363000 | 369000
BELPopulation ages 60-64, male | Belgium | BEL | Population ages 60-64, male | SP.POP.6064.MA | 356000 | 364000
BELPopulation ages 70-74, female | Belgium | BEL | Population ages 70-74, female | SP.POP.7074.FE | 283000 | 294000
BELPopulation ages 70-74, male | Belgium | BEL | Population ages 70-74, male | SP.POP.7074.MA | 249000 | 259000
BELPopulation ages 75-79, female | Belgium | BEL | Population ages 75-79, female | SP.POP.7579.FE | 207000 | 211000
BELPopulation ages 75-79, male | Belgium | BEL | Population ages 75-79, male | SP.POP.7579.MA | 165000 | 171000
BELPopulation ages 80 and above, female | Belgium | BEL | Population ages 80 and above, female | SP.POP.80UP.FE | 412000 | 411000
BELPopulation ages 80 and above, male | Belgium | BEL | Population ages 80 and above, male | SP.POP.80UP.MA | 243000 | 244000
BELPopulation, male | Belgium | BEL | Population, male | SP.POP.TOTL.MA.IN | 5683000 | 5719000
BELPopulation, total | Belgium | BEL | Population, total | SP.POP.TOTL | 11483000 | 11538000
BELPopulation, female | Belgium | BEL | Population, female | SP.POP.TOTL.FE.IN | 5799000 | 5819000
BELPopulation growth (annual %) | Belgium | BEL | Population growth (annual %) | SP.POP.GROW | 0 | 0
BLZPopulation ages 0-14, female | Belize | BLZ | Population ages 0-14, female | SP.POP.0014.FE.IN | 57000 | 57000
BLZPopulation ages 0-14, male | Belize | BLZ | Population ages 0-14, male | SP.POP.0014.MA.IN | 59000 | 59000
BLZPopulation ages 00-04, female | Belize | BLZ | Population ages 00-04, female | SP.POP.0004.FE | 19000 | 19000
BLZPopulation ages 00-04, male | Belize | BLZ | Population ages 00-04, male | SP.POP.0004.MA | 20000 | 20000
BLZPopulation ages 05-09, female | Belize | BLZ | Population ages 05-09, female | SP.POP.0509.FE | 19000 | 19000
BLZPopulation ages 05-09, male | Belize | BLZ | Population ages 05-09, male | SP.POP.0509.MA | 19000 | 20000
BLZPopulation ages 10-14, female | Belize | BLZ | Population ages 10-14, female | SP.POP.1014.FE | 19000 | 19000
BLZPopulation ages 10-14, male | Belize | BLZ | Population ages 10-14, male | SP.POP.1014.MA | 19000 | 19000
BLZPopulation ages 15-19, female | Belize | BLZ | Population ages 15-19, female | SP.POP.1519.FE | 20000 | 20000
BLZPopulation ages 15-19, male | Belize | BLZ | Population ages 15-19, male | SP.POP.1519.MA | 20000 | 20000
BLZPopulation ages 20-24, female | Belize | BLZ | Population ages 20-24, female | SP.POP.2024.FE | 19000 | 20000
BLZPopulation ages 20-24, male | Belize | BLZ | Population ages 20-24, male | SP.POP.2024.MA | 19000 | 20000
BLZPopulation ages 25-29, female | Belize | BLZ | Population ages 25-29, female | SP.POP.2529.FE | 18000 | 18000
BLZPopulation ages 25-29, male | Belize | BLZ | Population ages 25-29, male | SP.POP.2529.MA | 18000 | 18000
BLZPopulation ages 30-34, female | Belize | BLZ | Population ages 30-34, female | SP.POP.3034.FE | 16000 | 16000
BLZPopulation ages 30-34, male | Belize | BLZ | Population ages 30-34, male | SP.POP.3034.MA | 15000 | 16000
BLZPopulation ages 35-39, female | Belize | BLZ | Population ages 35-39, female | SP.POP.3539.FE | 14000 | 14000
BLZPopulation ages 35-39, male | Belize | BLZ | Population ages 35-39, male | SP.POP.3539.MA | 13000 | 13000
BLZPopulation ages 40-44, female | Belize | BLZ | Population ages 40-44, female | SP.POP.4044.FE | 12000 | 12000
BLZPopulation ages 40-44, male | Belize | BLZ | Population ages 40-44, male | SP.POP.4044.MA | 11000 | 11000
BLZPopulation ages 45-49, female | Belize | BLZ | Population ages 45-49, female | SP.POP.4549.FE | 11000 | 11000
BLZPopulation ages 45-49, male | Belize | BLZ | Population ages 45-49, male | SP.POP.4549.MA | 9900 | 10000
BLZPopulation ages 50-54, female | Belize | BLZ | Population ages 50-54, female | SP.POP.5054.FE | 8600 | 8900
BLZPopulation ages 50-54, male | Belize | BLZ | Population ages 50-54, male | SP.POP.5054.MA | 8400 | 8600
BLZPopulation ages 55-59, male | Belize | BLZ | Population ages 55-59, male | SP.POP.5559.MA | 6900 | 7200
BLZPopulation ages 55-59, female | Belize | BLZ | Population ages 55-59, female | SP.POP.5559.FE | 6800 | 7200
BLZPopulation ages 65-69, male | Belize | BLZ | Population ages 65-69, male | SP.POP.6569.MA | 3600 | 3700
BLZPopulation ages 65-69, female | Belize | BLZ | Population ages 65-69, female | SP.POP.6569.FE | 3400 | 3600
BLZPopulation ages 60-64, female | Belize | BLZ | Population ages 60-64, female | SP.POP.6064.FE | 5000 | 5300
BLZPopulation ages 60-64, male | Belize | BLZ | Population ages 60-64, male | SP.POP.6064.MA | 4900 | 5200
BLZPopulation ages 70-74, female | Belize | BLZ | Population ages 70-74, female | SP.POP.7074.FE | 2300 | 2400
BLZPopulation ages 70-74, male | Belize | BLZ | Population ages 70-74, male | SP.POP.7074.MA | 2500 | 2600
BLZPopulation ages 75-79, female | Belize | BLZ | Population ages 75-79, female | SP.POP.7579.FE | 1600 | 1600
BLZPopulation ages 75-79, male | Belize | BLZ | Population ages 75-79, male | SP.POP.7579.MA | 1600 | 1700
BLZPopulation ages 80 and above, female | Belize | BLZ | Population ages 80 and above, female | SP.POP.80UP.FE | 2100 | 2200
BLZPopulation ages 80 and above, male | Belize | BLZ | Population ages 80 and above, male | SP.POP.80UP.MA | 2100 | 2100
BLZPopulation, male | Belize | BLZ | Population, male | SP.POP.TOTL.MA.IN | 194000 | 198000
BLZPopulation, total | Belize | BLZ | Population, total | SP.POP.TOTL | 390000 | 398000
BLZPopulation, female | Belize | BLZ | Population, female | SP.POP.TOTL.FE.IN | 196000 | 200000
BLZPopulation growth (annual %) | Belize | BLZ | Population growth (annual %) | SP.POP.GROW | 0 | 0
BENPopulation ages 0-14, female | Benin | BEN | Population ages 0-14, female | SP.POP.0014.FE.IN | 2454000 | 2506000
BENPopulation ages 0-14, male | Benin | BEN | Population ages 0-14, male | SP.POP.0014.MA.IN | 2526000 | 2579000
BENPopulation ages 00-04, female | Benin | BEN | Population ages 00-04, female | SP.POP.0004.FE | 923000 | 940000
BENPopulation ages 00-04, male | Benin | BEN | Population ages 00-04, male | SP.POP.0004.MA | 951000 | 969000
BENPopulation ages 05-09, female | Benin | BEN | Population ages 05-09, female | SP.POP.0509.FE | 816000 | 832000
BENPopulation ages 05-09, male | Benin | BEN | Population ages 05-09, male | SP.POP.0509.MA | 840000 | 856000
BENPopulation ages 10-14, female | Benin | BEN | Population ages 10-14, female | SP.POP.1014.FE | 716000 | 734000
BENPopulation ages 10-14, male | Benin | BEN | Population ages 10-14, male | SP.POP.1014.MA | 735000 | 754000
BENPopulation ages 15-19, female | Benin | BEN | Population ages 15-19, female | SP.POP.1519.FE | 621000 | 638000
BENPopulation ages 15-19, male | Benin | BEN | Population ages 15-19, male | SP.POP.1519.MA | 636000 | 654000
BENPopulation ages 20-24, female | Benin | BEN | Population ages 20-24, female | SP.POP.2024.FE | 537000 | 553000
BENPopulation ages 20-24, male | Benin | BEN | Population ages 20-24, male | SP.POP.2024.MA | 548000 | 563000
BENPopulation ages 25-29, female | Benin | BEN | Population ages 25-29, female | SP.POP.2529.FE | 456000 | 471000
BENPopulation ages 25-29, male | Benin | BEN | Population ages 25-29, male | SP.POP.2529.MA | 460000 | 475000
BENPopulation ages 30-34, female | Benin | BEN | Population ages 30-34, female | SP.POP.3034.FE | 381000 | 393000
BENPopulation ages 30-34, male | Benin | BEN | Population ages 30-34, male | SP.POP.3034.MA | 379000 | 392000
BENPopulation ages 35-39, female | Benin | BEN | Population ages 35-39, female | SP.POP.3539.FE | 318000 | 328000
BENPopulation ages 35-39, male | Benin | BEN | Population ages 35-39, male | SP.POP.3539.MA | 312000 | 323000
BENPopulation ages 40-44, female | Benin | BEN | Population ages 40-44, female | SP.POP.4044.FE | 265000 | 274000
BENPopulation ages 40-44, male | Benin | BEN | Population ages 40-44, male | SP.POP.4044.MA | 256000 | 265000
BENPopulation ages 45-49, female | Benin | BEN | Population ages 45-49, female | SP.POP.4549.FE | 220000 | 227000
BENPopulation ages 45-49, male | Benin | BEN | Population ages 45-49, male | SP.POP.4549.MA | 209000 | 216000
BENPopulation ages 50-54, female | Benin | BEN | Population ages 50-54, female | SP.POP.5054.FE | 181000 | 187000
BENPopulation ages 50-54, male | Benin | BEN | Population ages 50-54, male | SP.POP.5054.MA | 170000 | 176000
BENPopulation ages 55-59, male | Benin | BEN | Population ages 55-59, male | SP.POP.5559.MA | 132000 | 137000
BENPopulation ages 55-59, female | Benin | BEN | Population ages 55-59, female | SP.POP.5559.FE | 145000 | 150000
BENPopulation ages 65-69, male | Benin | BEN | Population ages 65-69, male | SP.POP.6569.MA | 71000 | 74000
BENPopulation ages 65-69, female | Benin | BEN | Population ages 65-69, female | SP.POP.6569.FE | 84000 | 86000
BENPopulation ages 60-64, female | Benin | BEN | Population ages 60-64, female | SP.POP.6064.FE | 111000 | 116000
BENPopulation ages 60-64, male | Benin | BEN | Population ages 60-64, male | SP.POP.6064.MA | 99000 | 103000
BENPopulation ages 70-74, female | Benin | BEN | Population ages 70-74, female | SP.POP.7074.FE | 63000 | 65000
BENPopulation ages 70-74, male | Benin | BEN | Population ages 70-74, male | SP.POP.7074.MA | 45000 | 46000
BENPopulation ages 75-79, female | Benin | BEN | Population ages 75-79, female | SP.POP.7579.FE | 42000 | 43000
BENPopulation ages 75-79, male | Benin | BEN | Population ages 75-79, male | SP.POP.7579.MA | 30000 | 30000
BENPopulation ages 80 and above, female | Benin | BEN | Population ages 80 and above, female | SP.POP.80UP.FE | 32000 | 32000
BENPopulation ages 80 and above, male | Benin | BEN | Population ages 80 and above, male | SP.POP.80UP.MA | 20000 | 20000
BENPopulation, male | Benin | BEN | Population, male | SP.POP.TOTL.MA.IN | 5891000 | 6054000
BENPopulation, total | Benin | BEN | Population, total | SP.POP.TOTL | 11801000 | 12123000
BENPopulation, female | Benin | BEN | Population, female | SP.POP.TOTL.FE.IN | 5910000 | 6069000
BENPopulation growth (annual %) | Benin | BEN | Population growth (annual %) | SP.POP.GROW | 0 | 0
BMUPopulation ages 0-14, female | Bermuda | BMU | Population ages 0-14, female | SP.POP.0014.FE.IN | 0 | 0
BMUPopulation ages 0-14, male | Bermuda | BMU | Population ages 0-14, male | SP.POP.0014.MA.IN | 0 | 0
BMUPopulation ages 00-04, female | Bermuda | BMU | Population ages 00-04, female | SP.POP.0004.FE | 0 | 0
BMUPopulation ages 00-04, male | Bermuda | BMU | Population ages 00-04, male | SP.POP.0004.MA | 0 | 0
BMUPopulation ages 05-09, female | Bermuda | BMU | Population ages 05-09, female | SP.POP.0509.FE | 0 | 0
BMUPopulation ages 05-09, male | Bermuda | BMU | Population ages 05-09, male | SP.POP.0509.MA | 0 | 0
BMUPopulation ages 10-14, female | Bermuda | BMU | Population ages 10-14, female | SP.POP.1014.FE | 0 | 0
BMUPopulation ages 10-14, male | Bermuda | BMU | Population ages 10-14, male | SP.POP.1014.MA | 0 | 0
BMUPopulation ages 15-19, female | Bermuda | BMU | Population ages 15-19, female | SP.POP.1519.FE | 0 | 0
BMUPopulation ages 15-19, male | Bermuda | BMU | Population ages 15-19, male | SP.POP.1519.MA | 0 | 0
BMUPopulation ages 20-24, female | Bermuda | BMU | Population ages 20-24, female | SP.POP.2024.FE | 0 | 0
BMUPopulation ages 20-24, male | Bermuda | BMU | Population ages 20-24, male | SP.POP.2024.MA | 0 | 0
BMUPopulation ages 25-29, female | Bermuda | BMU | Population ages 25-29, female | SP.POP.2529.FE | 0 | 0
BMUPopulation ages 25-29, male | Bermuda | BMU | Population ages 25-29, male | SP.POP.2529.MA | 0 | 0
BMUPopulation ages 30-34, female | Bermuda | BMU | Population ages 30-34, female | SP.POP.3034.FE | 0 | 0
BMUPopulation ages 30-34, male | Bermuda | BMU | Population ages 30-34, male | SP.POP.3034.MA | 0 | 0
BMUPopulation ages 35-39, female | Bermuda | BMU | Population ages 35-39, female | SP.POP.3539.FE | 0 | 0
BMUPopulation ages 35-39, male | Bermuda | BMU | Population ages 35-39, male | SP.POP.3539.MA | 0 | 0
BMUPopulation ages 40-44, female | Bermuda | BMU | Population ages 40-44, female | SP.POP.4044.FE | 0 | 0
BMUPopulation ages 40-44, male | Bermuda | BMU | Population ages 40-44, male | SP.POP.4044.MA | 0 | 0
BMUPopulation ages 45-49, female | Bermuda | BMU | Population ages 45-49, female | SP.POP.4549.FE | 0 | 0
BMUPopulation ages 45-49, male | Bermuda | BMU | Population ages 45-49, male | SP.POP.4549.MA | 0 | 0
BMUPopulation ages 50-54, female | Bermuda | BMU | Population ages 50-54, female | SP.POP.5054.FE | 0 | 0
BMUPopulation ages 50-54, male | Bermuda | BMU | Population ages 50-54, male | SP.POP.5054.MA | 0 | 0
BMUPopulation ages 55-59, male | Bermuda | BMU | Population ages 55-59, male | SP.POP.5559.MA | 0 | 0
BMUPopulation ages 55-59, female | Bermuda | BMU | Population ages 55-59, female | SP.POP.5559.FE | 0 | 0
BMUPopulation ages 65-69, male | Bermuda | BMU | Population ages 65-69, male | SP.POP.6569.MA | 0 | 0
BMUPopulation ages 65-69, female | Bermuda | BMU | Population ages 65-69, female | SP.POP.6569.FE | 0 | 0
BMUPopulation ages 60-64, female | Bermuda | BMU | Population ages 60-64, female | SP.POP.6064.FE | 0 | 0
BMUPopulation ages 60-64, male | Bermuda | BMU | Population ages 60-64, male | SP.POP.6064.MA | 0 | 0
BMUPopulation ages 70-74, female | Bermuda | BMU | Population ages 70-74, female | SP.POP.7074.FE | 0 | 0
BMUPopulation ages 70-74, male | Bermuda | BMU | Population ages 70-74, male | SP.POP.7074.MA | 0 | 0
BMUPopulation ages 75-79, female | Bermuda | BMU | Population ages 75-79, female | SP.POP.7579.FE | 0 | 0
BMUPopulation ages 75-79, male | Bermuda | BMU | Population ages 75-79, male | SP.POP.7579.MA | 0 | 0
BMUPopulation ages 80 and above, female | Bermuda | BMU | Population ages 80 and above, female | SP.POP.80UP.FE | 0 | 0
BMUPopulation ages 80 and above, male | Bermuda | BMU | Population ages 80 and above, male | SP.POP.80UP.MA | 0 | 0
BMUPopulation, male | Bermuda | BMU | Population, male | SP.POP.TOTL.MA.IN | 0 | 0
BMUPopulation, total | Bermuda | BMU | Population, total | SP.POP.TOTL | 0 | 0
BMUPopulation, female | Bermuda | BMU | Population, female | SP.POP.TOTL.FE.IN | 0 | 0
BMUPopulation growth (annual %) | Bermuda | BMU | Population growth (annual %) | SP.POP.GROW | 0 | 0
BTNPopulation ages 0-14, female | Bhutan | BTN | Population ages 0-14, female | SP.POP.0014.FE.IN | 95000 | 95000
BTNPopulation ages 0-14, male | Bhutan | BTN | Population ages 0-14, male | SP.POP.0014.MA.IN | 98000 | 98000
BTNPopulation ages 00-04, female | Bhutan | BTN | Population ages 00-04, female | SP.POP.0004.FE | 31000 | 31000
BTNPopulation ages 00-04, male | Bhutan | BTN | Population ages 00-04, male | SP.POP.0004.MA | 32000 | 32000
BTNPopulation ages 05-09, female | Bhutan | BTN | Population ages 05-09, female | SP.POP.0509.FE | 31000 | 30000
BTNPopulation ages 05-09, male | Bhutan | BTN | Population ages 05-09, male | SP.POP.0509.MA | 32000 | 31000
BTNPopulation ages 10-14, female | Bhutan | BTN | Population ages 10-14, female | SP.POP.1014.FE | 33000 | 33000
BTNPopulation ages 10-14, male | Bhutan | BTN | Population ages 10-14, male | SP.POP.1014.MA | 34000 | 34000
BTNPopulation ages 15-19, female | Bhutan | BTN | Population ages 15-19, female | SP.POP.1519.FE | 34000 | 34000
BTNPopulation ages 15-19, male | Bhutan | BTN | Population ages 15-19, male | SP.POP.1519.MA | 36000 | 36000
BTNPopulation ages 20-24, female | Bhutan | BTN | Population ages 20-24, female | SP.POP.2024.FE | 35000 | 35000
BTNPopulation ages 20-24, male | Bhutan | BTN | Population ages 20-24, male | SP.POP.2024.MA | 40000 | 40000
BTNPopulation ages 25-29, female | Bhutan | BTN | Population ages 25-29, female | SP.POP.2529.FE | 36000 | 35000
BTNPopulation ages 25-29, male | Bhutan | BTN | Population ages 25-29, male | SP.POP.2529.MA | 43000 | 44000
BTNPopulation ages 30-34, female | Bhutan | BTN | Population ages 30-34, female | SP.POP.3034.FE | 34000 | 35000
BTNPopulation ages 30-34, male | Bhutan | BTN | Population ages 30-34, male | SP.POP.3034.MA | 40000 | 41000
BTNPopulation ages 35-39, female | Bhutan | BTN | Population ages 35-39, female | SP.POP.3539.FE | 27000 | 29000
BTNPopulation ages 35-39, male | Bhutan | BTN | Population ages 35-39, male | SP.POP.3539.MA | 33000 | 34000
BTNPopulation ages 40-44, female | Bhutan | BTN | Population ages 40-44, female | SP.POP.4044.FE | 21000 | 22000
BTNPopulation ages 40-44, male | Bhutan | BTN | Population ages 40-44, male | SP.POP.4044.MA | 27000 | 28000
BTNPopulation ages 45-49, female | Bhutan | BTN | Population ages 45-49, female | SP.POP.4549.FE | 17000 | 18000
BTNPopulation ages 45-49, male | Bhutan | BTN | Population ages 45-49, male | SP.POP.4549.MA | 21000 | 21000
BTNPopulation ages 50-54, female | Bhutan | BTN | Population ages 50-54, female | SP.POP.5054.FE | 15000 | 15000
BTNPopulation ages 50-54, male | Bhutan | BTN | Population ages 50-54, male | SP.POP.5054.MA | 17000 | 18000
BTNPopulation ages 55-59, male | Bhutan | BTN | Population ages 55-59, male | SP.POP.5559.MA | 13000 | 14000
BTNPopulation ages 55-59, female | Bhutan | BTN | Population ages 55-59, female | SP.POP.5559.FE | 12000 | 12000
BTNPopulation ages 65-69, male | Bhutan | BTN | Population ages 65-69, male | SP.POP.6569.MA | 8300 | 8500
BTNPopulation ages 65-69, female | Bhutan | BTN | Population ages 65-69, female | SP.POP.6569.FE | 6900 | 7100
BTNPopulation ages 60-64, female | Bhutan | BTN | Population ages 60-64, female | SP.POP.6064.FE | 9800 | 10000
BTNPopulation ages 60-64, male | Bhutan | BTN | Population ages 60-64, male | SP.POP.6064.MA | 11000 | 11000
BTNPopulation ages 70-74, female | Bhutan | BTN | Population ages 70-74, female | SP.POP.7074.FE | 5500 | 5600
BTNPopulation ages 70-74, male | Bhutan | BTN | Population ages 70-74, male | SP.POP.7074.MA | 7100 | 7200
BTNPopulation ages 75-79, female | Bhutan | BTN | Population ages 75-79, female | SP.POP.7579.FE | 4100 | 4200
BTNPopulation ages 75-79, male | Bhutan | BTN | Population ages 75-79, male | SP.POP.7579.MA | 5100 | 5300
BTNPopulation ages 80 and above, female | Bhutan | BTN | Population ages 80 and above, female | SP.POP.80UP.FE | 4500 | 4700
BTNPopulation ages 80 and above, male | Bhutan | BTN | Population ages 80 and above, male | SP.POP.80UP.MA | 5100 | 5300
BTNPopulation, male | Bhutan | BTN | Population, male | SP.POP.TOTL.MA.IN | 405000 | 410000
BTNPopulation, total | Bhutan | BTN | Population, total | SP.POP.TOTL | 763000 | 772000
BTNPopulation, female | Bhutan | BTN | Population, female | SP.POP.TOTL.FE.IN | 358000 | 362000
BTNPopulation growth (annual %) | Bhutan | BTN | Population growth (annual %) | SP.POP.GROW | 0 | 0
BOLPopulation ages 0-14, female | Bolivia | BOL | Population ages 0-14, female | SP.POP.0014.FE.IN | 1725000 | 1725000
BOLPopulation ages 0-14, male | Bolivia | BOL | Population ages 0-14, male | SP.POP.0014.MA.IN | 1801000 | 1801000
BOLPopulation ages 00-04, female | Bolivia | BOL | Population ages 00-04, female | SP.POP.0004.FE | 580000 | 580000
BOLPopulation ages 00-04, male | Bolivia | BOL | Population ages 00-04, male | SP.POP.0004.MA | 607000 | 606000
BOLPopulation ages 05-09, female | Bolivia | BOL | Population ages 05-09, female | SP.POP.0509.FE | 577000 | 577000
BOLPopulation ages 05-09, male | Bolivia | BOL | Population ages 05-09, male | SP.POP.0509.MA | 602000 | 602000
BOLPopulation ages 10-14, female | Bolivia | BOL | Population ages 10-14, female | SP.POP.1014.FE | 568000 | 568000
BOLPopulation ages 10-14, male | Bolivia | BOL | Population ages 10-14, male | SP.POP.1014.MA | 592000 | 593000
BOLPopulation ages 15-19, female | Bolivia | BOL | Population ages 15-19, female | SP.POP.1519.FE | 554000 | 557000
BOLPopulation ages 15-19, male | Bolivia | BOL | Population ages 15-19, male | SP.POP.1519.MA | 576000 | 580000
BOLPopulation ages 20-24, female | Bolivia | BOL | Population ages 20-24, female | SP.POP.2024.FE | 518000 | 524000
BOLPopulation ages 20-24, male | Bolivia | BOL | Population ages 20-24, male | SP.POP.2024.MA | 535000 | 541000
BOLPopulation ages 25-29, female | Bolivia | BOL | Population ages 25-29, female | SP.POP.2529.FE | 474000 | 481000
BOLPopulation ages 25-29, male | Bolivia | BOL | Population ages 25-29, male | SP.POP.2529.MA | 485000 | 493000
BOLPopulation ages 30-34, female | Bolivia | BOL | Population ages 30-34, female | SP.POP.3034.FE | 424000 | 433000
BOLPopulation ages 30-34, male | Bolivia | BOL | Population ages 30-34, male | SP.POP.3034.MA | 430000 | 438000
BOLPopulation ages 35-39, female | Bolivia | BOL | Population ages 35-39, female | SP.POP.3539.FE | 375000 | 383000
BOLPopulation ages 35-39, male | Bolivia | BOL | Population ages 35-39, male | SP.POP.3539.MA | 377000 | 385000
BOLPopulation ages 40-44, female | Bolivia | BOL | Population ages 40-44, female | SP.POP.4044.FE | 326000 | 335000
BOLPopulation ages 40-44, male | Bolivia | BOL | Population ages 40-44, male | SP.POP.4044.MA | 325000 | 333000
BOLPopulation ages 45-49, female | Bolivia | BOL | Population ages 45-49, female | SP.POP.4549.FE | 279000 | 287000
BOLPopulation ages 45-49, male | Bolivia | BOL | Population ages 45-49, male | SP.POP.4549.MA | 276000 | 283000
BOLPopulation ages 50-54, female | Bolivia | BOL | Population ages 50-54, female | SP.POP.5054.FE | 236000 | 243000
BOLPopulation ages 50-54, male | Bolivia | BOL | Population ages 50-54, male | SP.POP.5054.MA | 231000 | 237000
BOLPopulation ages 55-59, male | Bolivia | BOL | Population ages 55-59, male | SP.POP.5559.MA | 193000 | 198000
BOLPopulation ages 55-59, female | Bolivia | BOL | Population ages 55-59, female | SP.POP.5559.FE | 199000 | 205000
BOLPopulation ages 65-69, male | Bolivia | BOL | Population ages 65-69, male | SP.POP.6569.MA | 131000 | 134000
BOLPopulation ages 65-69, female | Bolivia | BOL | Population ages 65-69, female | SP.POP.6569.FE | 142000 | 145000
BOLPopulation ages 60-64, female | Bolivia | BOL | Population ages 60-64, female | SP.POP.6064.FE | 168000 | 172000
BOLPopulation ages 60-64, male | Bolivia | BOL | Population ages 60-64, male | SP.POP.6064.MA | 160000 | 164000
BOLPopulation ages 70-74, female | Bolivia | BOL | Population ages 70-74, female | SP.POP.7074.FE | 115000 | 118000
BOLPopulation ages 70-74, male | Bolivia | BOL | Population ages 70-74, male | SP.POP.7074.MA | 104000 | 107000
BOLPopulation ages 75-79, female | Bolivia | BOL | Population ages 75-79, female | SP.POP.7579.FE | 86000 | 90000
BOLPopulation ages 75-79, male | Bolivia | BOL | Population ages 75-79, male | SP.POP.7579.MA | 74000 | 77000
BOLPopulation ages 80 and above, female | Bolivia | BOL | Population ages 80 and above, female | SP.POP.80UP.FE | 112000 | 117000
BOLPopulation ages 80 and above, male | Bolivia | BOL | Population ages 80 and above, male | SP.POP.80UP.MA | 82000 | 86000
BOLPopulation, male | Bolivia | BOL | Population, male | SP.POP.TOTL.MA.IN | 5780000 | 5858000
BOLPopulation, total | Bolivia | BOL | Population, total | SP.POP.TOTL | 11513000 | 11673000
BOLPopulation, female | Bolivia | BOL | Population, female | SP.POP.TOTL.FE.IN | 5733000 | 5815000
BOLPopulation growth (annual %) | Bolivia | BOL | Population growth (annual %) | SP.POP.GROW | 0 | 0
BIHPopulation ages 0-14, female | Bosnia and Herzegovina | BIH | Population ages 0-14, female | SP.POP.0014.FE.IN | 236000 | 232000
BIHPopulation ages 0-14, male | Bosnia and Herzegovina | BIH | Population ages 0-14, male | SP.POP.0014.MA.IN | 249000 | 245000
BIHPopulation ages 00-04, female | Bosnia and Herzegovina | BIH | Population ages 00-04, female | SP.POP.0004.FE | 67000 | 65000
BIHPopulation ages 00-04, male | Bosnia and Herzegovina | BIH | Population ages 00-04, male | SP.POP.0004.MA | 71000 | 69000
BIHPopulation ages 05-09, female | Bosnia and Herzegovina | BIH | Population ages 05-09, female | SP.POP.0509.FE | 82000 | 79000
BIHPopulation ages 05-09, male | Bosnia and Herzegovina | BIH | Population ages 05-09, male | SP.POP.0509.MA | 87000 | 83000
BIHPopulation ages 10-14, female | Bosnia and Herzegovina | BIH | Population ages 10-14, female | SP.POP.1014.FE | 87000 | 88000
BIHPopulation ages 10-14, male | Bosnia and Herzegovina | BIH | Population ages 10-14, male | SP.POP.1014.MA | 91000 | 93000
BIHPopulation ages 15-19, female | Bosnia and Herzegovina | BIH | Population ages 15-19, female | SP.POP.1519.FE | 85000 | 81000
BIHPopulation ages 15-19, male | Bosnia and Herzegovina | BIH | Population ages 15-19, male | SP.POP.1519.MA | 88000 | 84000
BIHPopulation ages 20-24, female | Bosnia and Herzegovina | BIH | Population ages 20-24, female | SP.POP.2024.FE | 106000 | 105000
BIHPopulation ages 20-24, male | Bosnia and Herzegovina | BIH | Population ages 20-24, male | SP.POP.2024.MA | 113000 | 112000
BIHPopulation ages 25-29, female | Bosnia and Herzegovina | BIH | Population ages 25-29, female | SP.POP.2529.FE | 93000 | 91000
BIHPopulation ages 25-29, male | Bosnia and Herzegovina | BIH | Population ages 25-29, male | SP.POP.2529.MA | 98000 | 96000
BIHPopulation ages 30-34, female | Bosnia and Herzegovina | BIH | Population ages 30-34, female | SP.POP.3034.FE | 111000 | 106000
BIHPopulation ages 30-34, male | Bosnia and Herzegovina | BIH | Population ages 30-34, male | SP.POP.3034.MA | 116000 | 111000
BIHPopulation ages 35-39, female | Bosnia and Herzegovina | BIH | Population ages 35-39, female | SP.POP.3539.FE | 119000 | 119000
BIHPopulation ages 35-39, male | Bosnia and Herzegovina | BIH | Population ages 35-39, male | SP.POP.3539.MA | 123000 | 123000
BIHPopulation ages 40-44, female | Bosnia and Herzegovina | BIH | Population ages 40-44, female | SP.POP.4044.FE | 109000 | 109000
BIHPopulation ages 40-44, male | Bosnia and Herzegovina | BIH | Population ages 40-44, male | SP.POP.4044.MA | 112000 | 112000
BIHPopulation ages 45-49, female | Bosnia and Herzegovina | BIH | Population ages 45-49, female | SP.POP.4549.FE | 113000 | 112000
BIHPopulation ages 45-49, male | Bosnia and Herzegovina | BIH | Population ages 45-49, male | SP.POP.4549.MA | 115000 | 115000
BIHPopulation ages 50-54, female | Bosnia and Herzegovina | BIH | Population ages 50-54, female | SP.POP.5054.FE | 122000 | 117000
BIHPopulation ages 50-54, male | Bosnia and Herzegovina | BIH | Population ages 50-54, male | SP.POP.5054.MA | 117000 | 114000
BIHPopulation ages 55-59, male | Bosnia and Herzegovina | BIH | Population ages 55-59, male | SP.POP.5559.MA | 129000 | 129000
BIHPopulation ages 55-59, female | Bosnia and Herzegovina | BIH | Population ages 55-59, female | SP.POP.5559.FE | 141000 | 140000
BIHPopulation ages 65-69, male | Bosnia and Herzegovina | BIH | Population ages 65-69, male | SP.POP.6569.MA | 99000 | 104000
BIHPopulation ages 65-69, female | Bosnia and Herzegovina | BIH | Population ages 65-69, female | SP.POP.6569.FE | 114000 | 118000
BIHPopulation ages 60-64, female | Bosnia and Herzegovina | BIH | Population ages 60-64, female | SP.POP.6064.FE | 125000 | 126000
BIHPopulation ages 60-64, male | Bosnia and Herzegovina | BIH | Population ages 60-64, male | SP.POP.6064.MA | 115000 | 115000
BIHPopulation ages 70-74, female | Bosnia and Herzegovina | BIH | Population ages 70-74, female | SP.POP.7074.FE | 77000 | 81000
BIHPopulation ages 70-74, male | Bosnia and Herzegovina | BIH | Population ages 70-74, male | SP.POP.7074.MA | 58000 | 62000
BIHPopulation ages 75-79, female | Bosnia and Herzegovina | BIH | Population ages 75-79, female | SP.POP.7579.FE | 61000 | 60000
BIHPopulation ages 75-79, male | Bosnia and Herzegovina | BIH | Population ages 75-79, male | SP.POP.7579.MA | 40000 | 39000
BIHPopulation ages 80 and above, female | Bosnia and Herzegovina | BIH | Population ages 80 and above, female | SP.POP.80UP.FE | 75000 | 78000
BIHPopulation ages 80 and above, male | Bosnia and Herzegovina | BIH | Population ages 80 and above, male | SP.POP.80UP.MA | 45000 | 46000
BIHPopulation, male | Bosnia and Herzegovina | BIH | Population, male | SP.POP.TOTL.MA.IN | 1617000 | 1607000
BIHPopulation, total | Bosnia and Herzegovina | BIH | Population, total | SP.POP.TOTL | 3301000 | 3281000
BIHPopulation, female | Bosnia and Herzegovina | BIH | Population, female | SP.POP.TOTL.FE.IN | 1684000 | 1674000
BIHPopulation growth (annual %) | Bosnia and Herzegovina | BIH | Population growth (annual %) | SP.POP.GROW | 0 | 0
BWAPopulation ages 0-14, female | Botswana | BWA | Population ages 0-14, female | SP.POP.0014.FE.IN | 385000 | 388000
BWAPopulation ages 0-14, male | Botswana | BWA | Population ages 0-14, male | SP.POP.0014.MA.IN | 393000 | 397000
BWAPopulation ages 00-04, female | Botswana | BWA | Population ages 00-04, female | SP.POP.0004.FE | 134000 | 134000
BWAPopulation ages 00-04, male | Botswana | BWA | Population ages 00-04, male | SP.POP.0004.MA | 138000 | 138000
BWAPopulation ages 05-09, female | Botswana | BWA | Population ages 05-09, female | SP.POP.0509.FE | 130000 | 132000
BWAPopulation ages 05-09, male | Botswana | BWA | Population ages 05-09, male | SP.POP.0509.MA | 133000 | 135000
BWAPopulation ages 10-14, female | Botswana | BWA | Population ages 10-14, female | SP.POP.1014.FE | 120000 | 122000
BWAPopulation ages 10-14, male | Botswana | BWA | Population ages 10-14, male | SP.POP.1014.MA | 122000 | 125000
BWAPopulation ages 15-19, female | Botswana | BWA | Population ages 15-19, female | SP.POP.1519.FE | 109000 | 111000
BWAPopulation ages 15-19, male | Botswana | BWA | Population ages 15-19, male | SP.POP.1519.MA | 111000 | 114000
BWAPopulation ages 20-24, female | Botswana | BWA | Population ages 20-24, female | SP.POP.2024.FE | 100000 | 101000
BWAPopulation ages 20-24, male | Botswana | BWA | Population ages 20-24, male | SP.POP.2024.MA | 101000 | 103000
BWAPopulation ages 25-29, female | Botswana | BWA | Population ages 25-29, female | SP.POP.2529.FE | 100000 | 100000
BWAPopulation ages 25-29, male | Botswana | BWA | Population ages 25-29, male | SP.POP.2529.MA | 97000 | 99000
BWAPopulation ages 30-34, female | Botswana | BWA | Population ages 30-34, female | SP.POP.3034.FE | 97000 | 97000
BWAPopulation ages 30-34, male | Botswana | BWA | Population ages 30-34, male | SP.POP.3034.MA | 88000 | 90000
BWAPopulation ages 35-39, female | Botswana | BWA | Population ages 35-39, female | SP.POP.3539.FE | 93000 | 95000
BWAPopulation ages 35-39, male | Botswana | BWA | Population ages 35-39, male | SP.POP.3539.MA | 81000 | 83000
BWAPopulation ages 40-44, female | Botswana | BWA | Population ages 40-44, female | SP.POP.4044.FE | 76000 | 80000
BWAPopulation ages 40-44, male | Botswana | BWA | Population ages 40-44, male | SP.POP.4044.MA | 66000 | 69000
BWAPopulation ages 45-49, female | Botswana | BWA | Population ages 45-49, female | SP.POP.4549.FE | 56000 | 60000
BWAPopulation ages 45-49, male | Botswana | BWA | Population ages 45-49, male | SP.POP.4549.MA | 49000 | 52000
BWAPopulation ages 50-54, female | Botswana | BWA | Population ages 50-54, female | SP.POP.5054.FE | 41000 | 43000
BWAPopulation ages 50-54, male | Botswana | BWA | Population ages 50-54, male | SP.POP.5054.MA | 36000 | 38000
BWAPopulation ages 55-59, male | Botswana | BWA | Population ages 55-59, male | SP.POP.5559.MA | 27000 | 28000
BWAPopulation ages 55-59, female | Botswana | BWA | Population ages 55-59, female | SP.POP.5559.FE | 38000 | 38000
BWAPopulation ages 65-69, male | Botswana | BWA | Population ages 65-69, male | SP.POP.6569.MA | 18000 | 19000
BWAPopulation ages 65-69, female | Botswana | BWA | Population ages 65-69, female | SP.POP.6569.FE | 25000 | 27000
BWAPopulation ages 60-64, female | Botswana | BWA | Population ages 60-64, female | SP.POP.6064.FE | 35000 | 35000
BWAPopulation ages 60-64, male | Botswana | BWA | Population ages 60-64, male | SP.POP.6064.MA | 23000 | 24000
BWAPopulation ages 70-74, female | Botswana | BWA | Population ages 70-74, female | SP.POP.7074.FE | 16000 | 17000
BWAPopulation ages 70-74, male | Botswana | BWA | Population ages 70-74, male | SP.POP.7074.MA | 12000 | 12000
BWAPopulation ages 75-79, female | Botswana | BWA | Population ages 75-79, female | SP.POP.7579.FE | 11000 | 12000
BWAPopulation ages 75-79, male | Botswana | BWA | Population ages 75-79, male | SP.POP.7579.MA | 7000 | 7400
BWAPopulation ages 80 and above, female | Botswana | BWA | Population ages 80 and above, female | SP.POP.80UP.FE | 8000 | 8400
BWAPopulation ages 80 and above, male | Botswana | BWA | Population ages 80 and above, male | SP.POP.80UP.MA | 3800 | 4000
BWAPopulation, male | Botswana | BWA | Population, male | SP.POP.TOTL.MA.IN | 1114000 | 1139000
BWAPopulation, total | Botswana | BWA | Population, total | SP.POP.TOTL | 2304000 | 2352000
BWAPopulation, female | Botswana | BWA | Population, female | SP.POP.TOTL.FE.IN | 1190000 | 1213000
BWAPopulation growth (annual %) | Botswana | BWA | Population growth (annual %) | SP.POP.GROW | 0 | 0
BRAPopulation ages 0-14, female | Brazil | BRA | Population ages 0-14, female | SP.POP.0014.FE.IN | 21689000 | 21526000
BRAPopulation ages 0-14, male | Brazil | BRA | Population ages 0-14, male | SP.POP.0014.MA.IN | 22651000 | 22493000
BRAPopulation ages 00-04, female | Brazil | BRA | Population ages 00-04, female | SP.POP.0004.FE | 7118000 | 7070000
BRAPopulation ages 00-04, male | Brazil | BRA | Population ages 00-04, male | SP.POP.0004.MA | 7454000 | 7405000
BRAPopulation ages 05-09, female | Brazil | BRA | Population ages 05-09, female | SP.POP.0509.FE | 7146000 | 7137000
BRAPopulation ages 05-09, male | Brazil | BRA | Population ages 05-09, male | SP.POP.0509.MA | 7470000 | 7465000
BRAPopulation ages 10-14, female | Brazil | BRA | Population ages 10-14, female | SP.POP.1014.FE | 7424000 | 7319000
BRAPopulation ages 10-14, male | Brazil | BRA | Population ages 10-14, male | SP.POP.1014.MA | 7727000 | 7623000
BRAPopulation ages 15-19, female | Brazil | BRA | Population ages 15-19, female | SP.POP.1519.FE | 8098000 | 7965000
BRAPopulation ages 15-19, male | Brazil | BRA | Population ages 15-19, male | SP.POP.1519.MA | 8384000 | 8253000
BRAPopulation ages 20-24, female | Brazil | BRA | Population ages 20-24, female | SP.POP.2024.FE | 8495000 | 8466000
BRAPopulation ages 20-24, male | Brazil | BRA | Population ages 20-24, male | SP.POP.2024.MA | 8712000 | 8686000
BRAPopulation ages 25-29, female | Brazil | BRA | Population ages 25-29, female | SP.POP.2529.FE | 8433000 | 8419000
BRAPopulation ages 25-29, male | Brazil | BRA | Population ages 25-29, male | SP.POP.2529.MA | 8542000 | 8534000
BRAPopulation ages 30-34, female | Brazil | BRA | Population ages 30-34, female | SP.POP.3034.FE | 8640000 | 8576000
BRAPopulation ages 30-34, male | Brazil | BRA | Population ages 30-34, male | SP.POP.3034.MA | 8623000 | 8572000
BRAPopulation ages 35-39, female | Brazil | BRA | Population ages 35-39, female | SP.POP.3539.FE | 8662000 | 8735000
BRAPopulation ages 35-39, male | Brazil | BRA | Population ages 35-39, male | SP.POP.3539.MA | 8512000 | 8594000
BRAPopulation ages 40-44, female | Brazil | BRA | Population ages 40-44, female | SP.POP.4044.FE | 7781000 | 7957000
BRAPopulation ages 40-44, male | Brazil | BRA | Population ages 40-44, male | SP.POP.4044.MA | 7523000 | 7705000
BRAPopulation ages 45-49, female | Brazil | BRA | Population ages 45-49, female | SP.POP.4549.FE | 6982000 | 7079000
BRAPopulation ages 45-49, male | Brazil | BRA | Population ages 45-49, male | SP.POP.4549.MA | 6617000 | 6722000
BRAPopulation ages 50-54, female | Brazil | BRA | Population ages 50-54, female | SP.POP.5054.FE | 6593000 | 6652000
BRAPopulation ages 50-54, male | Brazil | BRA | Population ages 50-54, male | SP.POP.5054.MA | 6108000 | 6171000
BRAPopulation ages 55-59, male | Brazil | BRA | Population ages 55-59, male | SP.POP.5559.MA | 5377000 | 5508000
BRAPopulation ages 55-59, female | Brazil | BRA | Population ages 55-59, female | SP.POP.5559.FE | 5948000 | 6090000
BRAPopulation ages 65-69, male | Brazil | BRA | Population ages 65-69, male | SP.POP.6569.MA | 3261000 | 3394000
BRAPopulation ages 65-69, female | Brazil | BRA | Population ages 65-69, female | SP.POP.6569.FE | 3875000 | 4034000
BRAPopulation ages 60-64, female | Brazil | BRA | Population ages 60-64, female | SP.POP.6064.FE | 4880000 | 5045000
BRAPopulation ages 60-64, male | Brazil | BRA | Population ages 60-64, male | SP.POP.6064.MA | 4276000 | 4423000
BRAPopulation ages 70-74, female | Brazil | BRA | Population ages 70-74, female | SP.POP.7074.FE | 2811000 | 2958000
BRAPopulation ages 70-74, male | Brazil | BRA | Population ages 70-74, male | SP.POP.7074.MA | 2235000 | 2351000
BRAPopulation ages 75-79, female | Brazil | BRA | Population ages 75-79, female | SP.POP.7579.FE | 1933000 | 2011000
BRAPopulation ages 75-79, male | Brazil | BRA | Population ages 75-79, male | SP.POP.7579.MA | 1422000 | 1481000
BRAPopulation ages 80 and above, female | Brazil | BRA | Population ages 80 and above, female | SP.POP.80UP.FE | 2497000 | 2610000
BRAPopulation ages 80 and above, male | Brazil | BRA | Population ages 80 and above, male | SP.POP.80UP.MA | 1491000 | 1549000
BRAPopulation, male | Brazil | BRA | Population, male | SP.POP.TOTL.MA.IN | 103733000 | 104436000
BRAPopulation, total | Brazil | BRA | Population, total | SP.POP.TOTL | 211050000 | 212559000
BRAPopulation, female | Brazil | BRA | Population, female | SP.POP.TOTL.FE.IN | 107316000 | 108124000
BRAPopulation growth (annual %) | Brazil | BRA | Population growth (annual %) | SP.POP.GROW | 0 | 0
VGBPopulation ages 0-14, female | British Virgin Islands | VGB | Population ages 0-14, female | SP.POP.0014.FE.IN | 0 | 0
VGBPopulation ages 0-14, male | British Virgin Islands | VGB | Population ages 0-14, male | SP.POP.0014.MA.IN | 0 | 0
VGBPopulation ages 00-04, female | British Virgin Islands | VGB | Population ages 00-04, female | SP.POP.0004.FE | 0 | 0
VGBPopulation ages 00-04, male | British Virgin Islands | VGB | Population ages 00-04, male | SP.POP.0004.MA | 0 | 0
VGBPopulation ages 05-09, female | British Virgin Islands | VGB | Population ages 05-09, female | SP.POP.0509.FE | 0 | 0
VGBPopulation ages 05-09, male | British Virgin Islands | VGB | Population ages 05-09, male | SP.POP.0509.MA | 0 | 0
VGBPopulation ages 10-14, female | British Virgin Islands | VGB | Population ages 10-14, female | SP.POP.1014.FE | 0 | 0
VGBPopulation ages 10-14, male | British Virgin Islands | VGB | Population ages 10-14, male | SP.POP.1014.MA | 0 | 0
VGBPopulation ages 15-19, female | British Virgin Islands | VGB | Population ages 15-19, female | SP.POP.1519.FE | 0 | 0
VGBPopulation ages 15-19, male | British Virgin Islands | VGB | Population ages 15-19, male | SP.POP.1519.MA | 0 | 0
VGBPopulation ages 20-24, female | British Virgin Islands | VGB | Population ages 20-24, female | SP.POP.2024.FE | 0 | 0
VGBPopulation ages 20-24, male | British Virgin Islands | VGB | Population ages 20-24, male | SP.POP.2024.MA | 0 | 0
VGBPopulation ages 25-29, female | British Virgin Islands | VGB | Population ages 25-29, female | SP.POP.2529.FE | 0 | 0
VGBPopulation ages 25-29, male | British Virgin Islands | VGB | Population ages 25-29, male | SP.POP.2529.MA | 0 | 0
VGBPopulation ages 30-34, female | British Virgin Islands | VGB | Population ages 30-34, female | SP.POP.3034.FE | 0 | 0
VGBPopulation ages 30-34, male | British Virgin Islands | VGB | Population ages 30-34, male | SP.POP.3034.MA | 0 | 0
VGBPopulation ages 35-39, female | British Virgin Islands | VGB | Population ages 35-39, female | SP.POP.3539.FE | 0 | 0
VGBPopulation ages 35-39, male | British Virgin Islands | VGB | Population ages 35-39, male | SP.POP.3539.MA | 0 | 0
VGBPopulation ages 40-44, female | British Virgin Islands | VGB | Population ages 40-44, female | SP.POP.4044.FE | 0 | 0
VGBPopulation ages 40-44, male | British Virgin Islands | VGB | Population ages 40-44, male | SP.POP.4044.MA | 0 | 0
VGBPopulation ages 45-49, female | British Virgin Islands | VGB | Population ages 45-49, female | SP.POP.4549.FE | 0 | 0
VGBPopulation ages 45-49, male | British Virgin Islands | VGB | Population ages 45-49, male | SP.POP.4549.MA | 0 | 0
VGBPopulation ages 50-54, female | British Virgin Islands | VGB | Population ages 50-54, female | SP.POP.5054.FE | 0 | 0
VGBPopulation ages 50-54, male | British Virgin Islands | VGB | Population ages 50-54, male | SP.POP.5054.MA | 0 | 0
VGBPopulation ages 55-59, male | British Virgin Islands | VGB | Population ages 55-59, male | SP.POP.5559.MA | 0 | 0
VGBPopulation ages 55-59, female | British Virgin Islands | VGB | Population ages 55-59, female | SP.POP.5559.FE | 0 | 0
VGBPopulation ages 65-69, male | British Virgin Islands | VGB | Population ages 65-69, male | SP.POP.6569.MA | 0 | 0
VGBPopulation ages 65-69, female | British Virgin Islands | VGB | Population ages 65-69, female | SP.POP.6569.FE | 0 | 0
VGBPopulation ages 60-64, female | British Virgin Islands | VGB | Population ages 60-64, female | SP.POP.6064.FE | 0 | 0
VGBPopulation ages 60-64, male | British Virgin Islands | VGB | Population ages 60-64, male | SP.POP.6064.MA | 0 | 0
VGBPopulation ages 70-74, female | British Virgin Islands | VGB | Population ages 70-74, female | SP.POP.7074.FE | 0 | 0
VGBPopulation ages 70-74, male | British Virgin Islands | VGB | Population ages 70-74, male | SP.POP.7074.MA | 0 | 0
VGBPopulation ages 75-79, female | British Virgin Islands | VGB | Population ages 75-79, female | SP.POP.7579.FE | 0 | 0
VGBPopulation ages 75-79, male | British Virgin Islands | VGB | Population ages 75-79, male | SP.POP.7579.MA | 0 | 0
VGBPopulation ages 80 and above, female | British Virgin Islands | VGB | Population ages 80 and above, female | SP.POP.80UP.FE | 0 | 0
VGBPopulation ages 80 and above, male | British Virgin Islands | VGB | Population ages 80 and above, male | SP.POP.80UP.MA | 0 | 0
VGBPopulation, male | British Virgin Islands | VGB | Population, male | SP.POP.TOTL.MA.IN | 0 | 0
VGBPopulation, total | British Virgin Islands | VGB | Population, total | SP.POP.TOTL | 30000 | 30000
VGBPopulation, female | British Virgin Islands | VGB | Population, female | SP.POP.TOTL.FE.IN | 0 | 0
VGBPopulation growth (annual %) | British Virgin Islands | VGB | Population growth (annual %) | SP.POP.GROW | 0 | 0
BRNPopulation ages 0-14, female | Brunei Darussalam | BRN | Population ages 0-14, female | SP.POP.0014.FE.IN | 48000 | 47000
BRNPopulation ages 0-14, male | Brunei Darussalam | BRN | Population ages 0-14, male | SP.POP.0014.MA.IN | 50000 | 50000
BRNPopulation ages 00-04, female | Brunei Darussalam | BRN | Population ages 00-04, female | SP.POP.0004.FE | 16000 | 15000
BRNPopulation ages 00-04, male | Brunei Darussalam | BRN | Population ages 00-04, male | SP.POP.0004.MA | 17000 | 16000
BRNPopulation ages 05-09, female | Brunei Darussalam | BRN | Population ages 05-09, female | SP.POP.0509.FE | 16000 | 17000
BRNPopulation ages 05-09, male | Brunei Darussalam | BRN | Population ages 05-09, male | SP.POP.0509.MA | 18000 | 18000
BRNPopulation ages 10-14, female | Brunei Darussalam | BRN | Population ages 10-14, female | SP.POP.1014.FE | 15000 | 15000
BRNPopulation ages 10-14, male | Brunei Darussalam | BRN | Population ages 10-14, male | SP.POP.1014.MA | 16000 | 16000
BRNPopulation ages 15-19, female | Brunei Darussalam | BRN | Population ages 15-19, female | SP.POP.1519.FE | 17000 | 16000
BRNPopulation ages 15-19, male | Brunei Darussalam | BRN | Population ages 15-19, male | SP.POP.1519.MA | 18000 | 17000
BRNPopulation ages 20-24, female | Brunei Darussalam | BRN | Population ages 20-24, female | SP.POP.2024.FE | 17000 | 17000
BRNPopulation ages 20-24, male | Brunei Darussalam | BRN | Population ages 20-24, male | SP.POP.2024.MA | 18000 | 19000
BRNPopulation ages 25-29, female | Brunei Darussalam | BRN | Population ages 25-29, female | SP.POP.2529.FE | 17000 | 16000
BRNPopulation ages 25-29, male | Brunei Darussalam | BRN | Population ages 25-29, male | SP.POP.2529.MA | 18000 | 18000
BRNPopulation ages 30-34, female | Brunei Darussalam | BRN | Population ages 30-34, female | SP.POP.3034.FE | 18000 | 18000
BRNPopulation ages 30-34, male | Brunei Darussalam | BRN | Population ages 30-34, male | SP.POP.3034.MA | 21000 | 20000
BRNPopulation ages 35-39, female | Brunei Darussalam | BRN | Population ages 35-39, female | SP.POP.3539.FE | 18000 | 18000
BRNPopulation ages 35-39, male | Brunei Darussalam | BRN | Population ages 35-39, male | SP.POP.3539.MA | 20000 | 21000
BRNPopulation ages 40-44, female | Brunei Darussalam | BRN | Population ages 40-44, female | SP.POP.4044.FE | 17000 | 17000
BRNPopulation ages 40-44, male | Brunei Darussalam | BRN | Population ages 40-44, male | SP.POP.4044.MA | 18000 | 19000
BRNPopulation ages 45-49, female | Brunei Darussalam | BRN | Population ages 45-49, female | SP.POP.4549.FE | 16000 | 16000
BRNPopulation ages 45-49, male | Brunei Darussalam | BRN | Population ages 45-49, male | SP.POP.4549.MA | 16000 | 17000
BRNPopulation ages 50-54, female | Brunei Darussalam | BRN | Population ages 50-54, female | SP.POP.5054.FE | 13000 | 14000
BRNPopulation ages 50-54, male | Brunei Darussalam | BRN | Population ages 50-54, male | SP.POP.5054.MA | 14000 | 14000
BRNPopulation ages 55-59, male | Brunei Darussalam | BRN | Population ages 55-59, male | SP.POP.5559.MA | 11000 | 12000
BRNPopulation ages 55-59, female | Brunei Darussalam | BRN | Population ages 55-59, female | SP.POP.5559.FE | 10000 | 11000
BRNPopulation ages 65-69, male | Brunei Darussalam | BRN | Population ages 65-69, male | SP.POP.6569.MA | 5100 | 5600
BRNPopulation ages 65-69, female | Brunei Darussalam | BRN | Population ages 65-69, female | SP.POP.6569.FE | 5300 | 5700
BRNPopulation ages 60-64, female | Brunei Darussalam | BRN | Population ages 60-64, female | SP.POP.6064.FE | 7900 | 8400
BRNPopulation ages 60-64, male | Brunei Darussalam | BRN | Population ages 60-64, male | SP.POP.6064.MA | 8300 | 8800
BRNPopulation ages 70-74, female | Brunei Darussalam | BRN | Population ages 70-74, female | SP.POP.7074.FE | 2900 | 3300
BRNPopulation ages 70-74, male | Brunei Darussalam | BRN | Population ages 70-74, male | SP.POP.7074.MA | 2700 | 3000
BRNPopulation ages 75-79, female | Brunei Darussalam | BRN | Population ages 75-79, female | SP.POP.7579.FE | 1600 | 1700
BRNPopulation ages 75-79, male | Brunei Darussalam | BRN | Population ages 75-79, male | SP.POP.7579.MA | 1600 | 1700
BRNPopulation ages 80 and above, female | Brunei Darussalam | BRN | Population ages 80 and above, female | SP.POP.80UP.FE | 1800 | 1800
BRNPopulation ages 80 and above, male | Brunei Darussalam | BRN | Population ages 80 and above, male | SP.POP.80UP.MA | 1600 | 1600
BRNPopulation, male | Brunei Darussalam | BRN | Population, male | SP.POP.TOTL.MA.IN | 225000 | 227000
BRNPopulation, total | Brunei Darussalam | BRN | Population, total | SP.POP.TOTL | 433000 | 437000
BRNPopulation, female | Brunei Darussalam | BRN | Population, female | SP.POP.TOTL.FE.IN | 208000 | 210000
BRNPopulation growth (annual %) | Brunei Darussalam | BRN | Population growth (annual %) | SP.POP.GROW | 0 | 0
BGRPopulation ages 0-14, female | Bulgaria | BGR | Population ages 0-14, female | SP.POP.0014.FE.IN | 498000 | 493000
BGRPopulation ages 0-14, male | Bulgaria | BGR | Population ages 0-14, male | SP.POP.0014.MA.IN | 526000 | 522000
BGRPopulation ages 00-04, female | Bulgaria | BGR | Population ages 00-04, female | SP.POP.0004.FE | 152000 | 151000
BGRPopulation ages 00-04, male | Bulgaria | BGR | Population ages 00-04, male | SP.POP.0004.MA | 161000 | 160000
BGRPopulation ages 05-09, female | Bulgaria | BGR | Population ages 05-09, female | SP.POP.0509.FE | 169000 | 163000
BGRPopulation ages 05-09, male | Bulgaria | BGR | Population ages 05-09, male | SP.POP.0509.MA | 178000 | 172000
BGRPopulation ages 10-14, female | Bulgaria | BGR | Population ages 10-14, female | SP.POP.1014.FE | 177000 | 179000
BGRPopulation ages 10-14, male | Bulgaria | BGR | Population ages 10-14, male | SP.POP.1014.MA | 187000 | 190000
BGRPopulation ages 15-19, female | Bulgaria | BGR | Population ages 15-19, female | SP.POP.1519.FE | 148000 | 152000
BGRPopulation ages 15-19, male | Bulgaria | BGR | Population ages 15-19, male | SP.POP.1519.MA | 158000 | 162000
BGRPopulation ages 20-24, female | Bulgaria | BGR | Population ages 20-24, female | SP.POP.2024.FE | 150000 | 144000
BGRPopulation ages 20-24, male | Bulgaria | BGR | Population ages 20-24, male | SP.POP.2024.MA | 160000 | 154000
BGRPopulation ages 25-29, female | Bulgaria | BGR | Population ages 25-29, female | SP.POP.2529.FE | 199000 | 188000
BGRPopulation ages 25-29, male | Bulgaria | BGR | Population ages 25-29, male | SP.POP.2529.MA | 212000 | 201000
BGRPopulation ages 30-34, female | Bulgaria | BGR | Population ages 30-34, female | SP.POP.3034.FE | 234000 | 232000
BGRPopulation ages 30-34, male | Bulgaria | BGR | Population ages 30-34, male | SP.POP.3034.MA | 250000 | 247000
BGRPopulation ages 35-39, female | Bulgaria | BGR | Population ages 35-39, female | SP.POP.3539.FE | 232000 | 227000
BGRPopulation ages 35-39, male | Bulgaria | BGR | Population ages 35-39, male | SP.POP.3539.MA | 251000 | 247000
BGRPopulation ages 40-44, female | Bulgaria | BGR | Population ages 40-44, female | SP.POP.4044.FE | 262000 | 258000
BGRPopulation ages 40-44, male | Bulgaria | BGR | Population ages 40-44, male | SP.POP.4044.MA | 277000 | 274000
BGRPopulation ages 45-49, female | Bulgaria | BGR | Population ages 45-49, female | SP.POP.4549.FE | 253000 | 256000
BGRPopulation ages 45-49, male | Bulgaria | BGR | Population ages 45-49, male | SP.POP.4549.MA | 266000 | 269000
BGRPopulation ages 50-54, female | Bulgaria | BGR | Population ages 50-54, female | SP.POP.5054.FE | 234000 | 235000
BGRPopulation ages 50-54, male | Bulgaria | BGR | Population ages 50-54, male | SP.POP.5054.MA | 238000 | 239000
BGRPopulation ages 55-59, male | Bulgaria | BGR | Population ages 55-59, male | SP.POP.5559.MA | 231000 | 229000
BGRPopulation ages 55-59, female | Bulgaria | BGR | Population ages 55-59, female | SP.POP.5559.FE | 240000 | 237000
BGRPopulation ages 65-69, male | Bulgaria | BGR | Population ages 65-69, male | SP.POP.6569.MA | 203000 | 200000
BGRPopulation ages 65-69, female | Bulgaria | BGR | Population ages 65-69, female | SP.POP.6569.FE | 258000 | 253000
BGRPopulation ages 60-64, female | Bulgaria | BGR | Population ages 60-64, female | SP.POP.6064.FE | 251000 | 246000
BGRPopulation ages 60-64, male | Bulgaria | BGR | Population ages 60-64, male | SP.POP.6064.MA | 221000 | 219000
BGRPopulation ages 70-74, female | Bulgaria | BGR | Population ages 70-74, female | SP.POP.7074.FE | 243000 | 249000
BGRPopulation ages 70-74, male | Bulgaria | BGR | Population ages 70-74, male | SP.POP.7074.MA | 171000 | 174000
BGRPopulation ages 75-79, female | Bulgaria | BGR | Population ages 75-79, female | SP.POP.7579.FE | 169000 | 175000
BGRPopulation ages 75-79, male | Bulgaria | BGR | Population ages 75-79, male | SP.POP.7579.MA | 106000 | 109000
BGRPopulation ages 80 and above, female | Bulgaria | BGR | Population ages 80 and above, female | SP.POP.80UP.FE | 214000 | 212000
BGRPopulation ages 80 and above, male | Bulgaria | BGR | Population ages 80 and above, male | SP.POP.80UP.MA | 116000 | 112000
BGRPopulation, male | Bulgaria | BGR | Population, male | SP.POP.TOTL.MA.IN | 3385000 | 3358000
BGRPopulation, total | Bulgaria | BGR | Population, total | SP.POP.TOTL | 6970000 | 6916000
BGRPopulation, female | Bulgaria | BGR | Population, female | SP.POP.TOTL.FE.IN | 3584000 | 3558000
BGRPopulation growth (annual %) | Bulgaria | BGR | Population growth (annual %) | SP.POP.GROW | 0 | 0
BFAPopulation ages 0-14, female | Burkina Faso | BFA | Population ages 0-14, female | SP.POP.0014.FE.IN | 4459000 | 4555000
BFAPopulation ages 0-14, male | Burkina Faso | BFA | Population ages 0-14, male | SP.POP.0014.MA.IN | 4620000 | 4720000
BFAPopulation ages 00-04, female | Burkina Faso | BFA | Population ages 00-04, female | SP.POP.0004.FE | 1674000 | 1706000
BFAPopulation ages 00-04, male | Burkina Faso | BFA | Population ages 00-04, male | SP.POP.0004.MA | 1734000 | 1767000
BFAPopulation ages 05-09, female | Burkina Faso | BFA | Population ages 05-09, female | SP.POP.0509.FE | 1485000 | 1513000
BFAPopulation ages 05-09, male | Burkina Faso | BFA | Population ages 05-09, male | SP.POP.0509.MA | 1538000 | 1567000
BFAPopulation ages 10-14, female | Burkina Faso | BFA | Population ages 10-14, female | SP.POP.1014.FE | 1300000 | 1336000
BFAPopulation ages 10-14, male | Burkina Faso | BFA | Population ages 10-14, male | SP.POP.1014.MA | 1348000 | 1386000
BFAPopulation ages 15-19, female | Burkina Faso | BFA | Population ages 15-19, female | SP.POP.1519.FE | 1094000 | 1131000
BFAPopulation ages 15-19, male | Burkina Faso | BFA | Population ages 15-19, male | SP.POP.1519.MA | 1137000 | 1176000
BFAPopulation ages 20-24, female | Burkina Faso | BFA | Population ages 20-24, female | SP.POP.2024.FE | 915000 | 945000
BFAPopulation ages 20-24, male | Burkina Faso | BFA | Population ages 20-24, male | SP.POP.2024.MA | 943000 | 975000
BFAPopulation ages 25-29, female | Burkina Faso | BFA | Population ages 25-29, female | SP.POP.2529.FE | 763000 | 786000
BFAPopulation ages 25-29, male | Burkina Faso | BFA | Population ages 25-29, male | SP.POP.2529.MA | 777000 | 802000
BFAPopulation ages 30-34, female | Burkina Faso | BFA | Population ages 30-34, female | SP.POP.3034.FE | 640000 | 658000
BFAPopulation ages 30-34, male | Burkina Faso | BFA | Population ages 30-34, male | SP.POP.3034.MA | 643000 | 662000
BFAPopulation ages 35-39, female | Burkina Faso | BFA | Population ages 35-39, female | SP.POP.3539.FE | 540000 | 557000
BFAPopulation ages 35-39, male | Burkina Faso | BFA | Population ages 35-39, male | SP.POP.3539.MA | 533000 | 551000
BFAPopulation ages 40-44, female | Burkina Faso | BFA | Population ages 40-44, female | SP.POP.4044.FE | 437000 | 454000
BFAPopulation ages 40-44, male | Burkina Faso | BFA | Population ages 40-44, male | SP.POP.4044.MA | 420000 | 439000
BFAPopulation ages 45-49, female | Burkina Faso | BFA | Population ages 45-49, female | SP.POP.4549.FE | 347000 | 360000
BFAPopulation ages 45-49, male | Burkina Faso | BFA | Population ages 45-49, male | SP.POP.4549.MA | 320000 | 334000
BFAPopulation ages 50-54, female | Burkina Faso | BFA | Population ages 50-54, female | SP.POP.5054.FE | 284000 | 294000
BFAPopulation ages 50-54, male | Burkina Faso | BFA | Population ages 50-54, male | SP.POP.5054.MA | 249000 | 260000
BFAPopulation ages 55-59, male | Burkina Faso | BFA | Population ages 55-59, male | SP.POP.5559.MA | 183000 | 191000
BFAPopulation ages 55-59, female | Burkina Faso | BFA | Population ages 55-59, female | SP.POP.5559.FE | 224000 | 233000
BFAPopulation ages 65-69, male | Burkina Faso | BFA | Population ages 65-69, male | SP.POP.6569.MA | 86000 | 90000
BFAPopulation ages 65-69, female | Burkina Faso | BFA | Population ages 65-69, female | SP.POP.6569.FE | 127000 | 132000
BFAPopulation ages 60-64, female | Burkina Faso | BFA | Population ages 60-64, female | SP.POP.6064.FE | 174000 | 181000
BFAPopulation ages 60-64, male | Burkina Faso | BFA | Population ages 60-64, male | SP.POP.6064.MA | 129000 | 136000
BFAPopulation ages 70-74, female | Burkina Faso | BFA | Population ages 70-74, female | SP.POP.7074.FE | 87000 | 89000
BFAPopulation ages 70-74, male | Burkina Faso | BFA | Population ages 70-74, male | SP.POP.7074.MA | 57000 | 59000
BFAPopulation ages 75-79, female | Burkina Faso | BFA | Population ages 75-79, female | SP.POP.7579.FE | 52000 | 53000
BFAPopulation ages 75-79, male | Burkina Faso | BFA | Population ages 75-79, male | SP.POP.7579.MA | 32000 | 33000
BFAPopulation ages 80 and above, female | Burkina Faso | BFA | Population ages 80 and above, female | SP.POP.80UP.FE | 31000 | 31000
BFAPopulation ages 80 and above, male | Burkina Faso | BFA | Population ages 80 and above, male | SP.POP.80UP.MA | 18000 | 17000
BFAPopulation, male | Burkina Faso | BFA | Population, male | SP.POP.TOTL.MA.IN | 10148000 | 10445000
BFAPopulation, total | Burkina Faso | BFA | Population, total | SP.POP.TOTL | 20321000 | 20903000
BFAPopulation, female | Burkina Faso | BFA | Population, female | SP.POP.TOTL.FE.IN | 10174000 | 10459000
BFAPopulation growth (annual %) | Burkina Faso | BFA | Population growth (annual %) | SP.POP.GROW | 0 | 0
BDIPopulation ages 0-14, female | Burundi | BDI | Population ages 0-14, female | SP.POP.0014.FE.IN | 2599000 | 2670000
BDIPopulation ages 0-14, male | Burundi | BDI | Population ages 0-14, male | SP.POP.0014.MA.IN | 2636000 | 2710000
BDIPopulation ages 00-04, female | Burundi | BDI | Population ages 00-04, female | SP.POP.0004.FE | 999000 | 1016000
BDIPopulation ages 00-04, male | Burundi | BDI | Population ages 00-04, male | SP.POP.0004.MA | 1020000 | 1037000
BDIPopulation ages 05-09, female | Burundi | BDI | Population ages 05-09, female | SP.POP.0509.FE | 877000 | 903000
BDIPopulation ages 05-09, male | Burundi | BDI | Population ages 05-09, male | SP.POP.0509.MA | 890000 | 916000
BDIPopulation ages 10-14, female | Burundi | BDI | Population ages 10-14, female | SP.POP.1014.FE | 723000 | 752000
BDIPopulation ages 10-14, male | Burundi | BDI | Population ages 10-14, male | SP.POP.1014.MA | 727000 | 757000
BDIPopulation ages 15-19, female | Burundi | BDI | Population ages 15-19, female | SP.POP.1519.FE | 587000 | 608000
BDIPopulation ages 15-19, male | Burundi | BDI | Population ages 15-19, male | SP.POP.1519.MA | 587000 | 609000
BDIPopulation ages 20-24, female | Burundi | BDI | Population ages 20-24, female | SP.POP.2024.FE | 517000 | 524000
BDIPopulation ages 20-24, male | Burundi | BDI | Population ages 20-24, male | SP.POP.2024.MA | 512000 | 519000
BDIPopulation ages 25-29, female | Burundi | BDI | Population ages 25-29, female | SP.POP.2529.FE | 493000 | 498000
BDIPopulation ages 25-29, male | Burundi | BDI | Population ages 25-29, male | SP.POP.2529.MA | 483000 | 489000
BDIPopulation ages 30-34, female | Burundi | BDI | Population ages 30-34, female | SP.POP.3034.FE | 426000 | 442000
BDIPopulation ages 30-34, male | Burundi | BDI | Population ages 30-34, male | SP.POP.3034.MA | 418000 | 433000
BDIPopulation ages 35-39, female | Burundi | BDI | Population ages 35-39, female | SP.POP.3539.FE | 314000 | 335000
BDIPopulation ages 35-39, male | Burundi | BDI | Population ages 35-39, male | SP.POP.3539.MA | 308000 | 329000
BDIPopulation ages 40-44, female | Burundi | BDI | Population ages 40-44, female | SP.POP.4044.FE | 211000 | 227000
BDIPopulation ages 40-44, male | Burundi | BDI | Population ages 40-44, male | SP.POP.4044.MA | 202000 | 219000
BDIPopulation ages 45-49, female | Burundi | BDI | Population ages 45-49, female | SP.POP.4549.FE | 153000 | 158000
BDIPopulation ages 45-49, male | Burundi | BDI | Population ages 45-49, male | SP.POP.4549.MA | 136000 | 143000
BDIPopulation ages 50-54, female | Burundi | BDI | Population ages 50-54, female | SP.POP.5054.FE | 139000 | 140000
BDIPopulation ages 50-54, male | Burundi | BDI | Population ages 50-54, male | SP.POP.5054.MA | 119000 | 120000
BDIPopulation ages 55-59, male | Burundi | BDI | Population ages 55-59, male | SP.POP.5559.MA | 108000 | 109000
BDIPopulation ages 55-59, female | Burundi | BDI | Population ages 55-59, female | SP.POP.5559.FE | 122000 | 124000
BDIPopulation ages 65-69, male | Burundi | BDI | Population ages 65-69, male | SP.POP.6569.MA | 60000 | 65000
BDIPopulation ages 65-69, female | Burundi | BDI | Population ages 65-69, female | SP.POP.6569.FE | 68000 | 74000
BDIPopulation ages 60-64, female | Burundi | BDI | Population ages 60-64, female | SP.POP.6064.FE | 103000 | 106000
BDIPopulation ages 60-64, male | Burundi | BDI | Population ages 60-64, male | SP.POP.6064.MA | 92000 | 95000
BDIPopulation ages 70-74, female | Burundi | BDI | Population ages 70-74, female | SP.POP.7074.FE | 37000 | 39000
BDIPopulation ages 70-74, male | Burundi | BDI | Population ages 70-74, male | SP.POP.7074.MA | 28000 | 31000
BDIPopulation ages 75-79, female | Burundi | BDI | Population ages 75-79, female | SP.POP.7579.FE | 24000 | 25000
BDIPopulation ages 75-79, male | Burundi | BDI | Population ages 75-79, male | SP.POP.7579.MA | 17000 | 17000
BDIPopulation ages 80 and above, female | Burundi | BDI | Population ages 80 and above, female | SP.POP.80UP.FE | 20000 | 20000
BDIPopulation ages 80 and above, male | Burundi | BDI | Population ages 80 and above, male | SP.POP.80UP.MA | 13000 | 12000
BDIPopulation, male | Burundi | BDI | Population, male | SP.POP.TOTL.MA.IN | 5719000 | 5900000
BDIPopulation, total | Burundi | BDI | Population, total | SP.POP.TOTL | 11531000 | 11891000
BDIPopulation, female | Burundi | BDI | Population, female | SP.POP.TOTL.FE.IN | 5812000 | 5991000
BDIPopulation growth (annual %) | Burundi | BDI | Population growth (annual %) | SP.POP.GROW | 0 | 0
CPVPopulation ages 0-14, female | Cabo Verde | CPV | Population ages 0-14, female | SP.POP.0014.FE.IN | 77000 | 77000
CPVPopulation ages 0-14, male | Cabo Verde | CPV | Population ages 0-14, male | SP.POP.0014.MA.IN | 79000 | 79000
CPVPopulation ages 00-04, female | Cabo Verde | CPV | Population ages 00-04, female | SP.POP.0004.FE | 26000 | 26000
CPVPopulation ages 00-04, male | Cabo Verde | CPV | Population ages 00-04, male | SP.POP.0004.MA | 27000 | 26000
CPVPopulation ages 05-09, female | Cabo Verde | CPV | Population ages 05-09, female | SP.POP.0509.FE | 26000 | 26000
CPVPopulation ages 05-09, male | Cabo Verde | CPV | Population ages 05-09, male | SP.POP.0509.MA | 27000 | 27000
CPVPopulation ages 10-14, female | Cabo Verde | CPV | Population ages 10-14, female | SP.POP.1014.FE | 25000 | 25000
CPVPopulation ages 10-14, male | Cabo Verde | CPV | Population ages 10-14, male | SP.POP.1014.MA | 26000 | 26000
CPVPopulation ages 15-19, female | Cabo Verde | CPV | Population ages 15-19, female | SP.POP.1519.FE | 24000 | 24000
CPVPopulation ages 15-19, male | Cabo Verde | CPV | Population ages 15-19, male | SP.POP.1519.MA | 25000 | 25000
CPVPopulation ages 20-24, female | Cabo Verde | CPV | Population ages 20-24, female | SP.POP.2024.FE | 23000 | 23000
CPVPopulation ages 20-24, male | Cabo Verde | CPV | Population ages 20-24, male | SP.POP.2024.MA | 24000 | 23000
CPVPopulation ages 25-29, female | Cabo Verde | CPV | Population ages 25-29, female | SP.POP.2529.FE | 26000 | 25000
CPVPopulation ages 25-29, male | Cabo Verde | CPV | Population ages 25-29, male | SP.POP.2529.MA | 27000 | 27000
CPVPopulation ages 30-34, female | Cabo Verde | CPV | Population ages 30-34, female | SP.POP.3034.FE | 24000 | 25000
CPVPopulation ages 30-34, male | Cabo Verde | CPV | Population ages 30-34, male | SP.POP.3034.MA | 27000 | 28000
CPVPopulation ages 35-39, female | Cabo Verde | CPV | Population ages 35-39, female | SP.POP.3539.FE | 21000 | 22000
CPVPopulation ages 35-39, male | Cabo Verde | CPV | Population ages 35-39, male | SP.POP.3539.MA | 23000 | 24000
CPVPopulation ages 40-44, female | Cabo Verde | CPV | Population ages 40-44, female | SP.POP.4044.FE | 16000 | 17000
CPVPopulation ages 40-44, male | Cabo Verde | CPV | Population ages 40-44, male | SP.POP.4044.MA | 18000 | 19000
CPVPopulation ages 45-49, female | Cabo Verde | CPV | Population ages 45-49, female | SP.POP.4549.FE | 13000 | 14000
CPVPopulation ages 45-49, male | Cabo Verde | CPV | Population ages 45-49, male | SP.POP.4549.MA | 15000 | 16000
CPVPopulation ages 50-54, female | Cabo Verde | CPV | Population ages 50-54, female | SP.POP.5054.FE | 13000 | 13000
CPVPopulation ages 50-54, male | Cabo Verde | CPV | Population ages 50-54, male | SP.POP.5054.MA | 12000 | 12000
CPVPopulation ages 55-59, male | Cabo Verde | CPV | Population ages 55-59, male | SP.POP.5559.MA | 9900 | 10000
CPVPopulation ages 55-59, female | Cabo Verde | CPV | Population ages 55-59, female | SP.POP.5559.FE | 12000 | 12000
CPVPopulation ages 65-69, male | Cabo Verde | CPV | Population ages 65-69, male | SP.POP.6569.MA | 4000 | 4500
CPVPopulation ages 65-69, female | Cabo Verde | CPV | Population ages 65-69, female | SP.POP.6569.FE | 5900 | 6500
CPVPopulation ages 60-64, female | Cabo Verde | CPV | Population ages 60-64, female | SP.POP.6064.FE | 8300 | 8700
CPVPopulation ages 60-64, male | Cabo Verde | CPV | Population ages 60-64, male | SP.POP.6064.MA | 6300 | 6700
CPVPopulation ages 70-74, female | Cabo Verde | CPV | Population ages 70-74, female | SP.POP.7074.FE | 3000 | 3100
CPVPopulation ages 70-74, male | Cabo Verde | CPV | Population ages 70-74, male | SP.POP.7074.MA | 1400 | 1600
CPVPopulation ages 75-79, female | Cabo Verde | CPV | Population ages 75-79, female | SP.POP.7579.FE | 3100 | 3000
CPVPopulation ages 75-79, male | Cabo Verde | CPV | Population ages 75-79, male | SP.POP.7579.MA | 1500 | 1400
CPVPopulation ages 80 and above, female | Cabo Verde | CPV | Population ages 80 and above, female | SP.POP.80UP.FE | 4600 | 4500
CPVPopulation ages 80 and above, male | Cabo Verde | CPV | Population ages 80 and above, male | SP.POP.80UP.MA | 2300 | 2100
CPVPopulation, male | Cabo Verde | CPV | Population, male | SP.POP.TOTL.MA.IN | 276000 | 279000
CPVPopulation, total | Cabo Verde | CPV | Population, total | SP.POP.TOTL | 550000 | 556000
CPVPopulation, female | Cabo Verde | CPV | Population, female | SP.POP.TOTL.FE.IN | 274000 | 277000
CPVPopulation growth (annual %) | Cabo Verde | CPV | Population growth (annual %) | SP.POP.GROW | 0 | 0
KHMPopulation ages 0-14, female | Cambodia | KHM | Population ages 0-14, female | SP.POP.0014.FE.IN | 2511000 | 2531000
KHMPopulation ages 0-14, male | Cambodia | KHM | Population ages 0-14, male | SP.POP.0014.MA.IN | 2616000 | 2639000
KHMPopulation ages 00-04, female | Cambodia | KHM | Population ages 00-04, female | SP.POP.0004.FE | 873000 | 872000
KHMPopulation ages 00-04, male | Cambodia | KHM | Population ages 00-04, male | SP.POP.0004.MA | 907000 | 907000
KHMPopulation ages 05-09, female | Cambodia | KHM | Population ages 05-09, female | SP.POP.0509.FE | 852000 | 859000
KHMPopulation ages 05-09, male | Cambodia | KHM | Population ages 05-09, male | SP.POP.0509.MA | 890000 | 893000
KHMPopulation ages 10-14, female | Cambodia | KHM | Population ages 10-14, female | SP.POP.1014.FE | 786000 | 801000
KHMPopulation ages 10-14, male | Cambodia | KHM | Population ages 10-14, male | SP.POP.1014.MA | 819000 | 839000
KHMPopulation ages 15-19, female | Cambodia | KHM | Population ages 15-19, female | SP.POP.1519.FE | 727000 | 727000
KHMPopulation ages 15-19, male | Cambodia | KHM | Population ages 15-19, male | SP.POP.1519.MA | 733000 | 733000
KHMPopulation ages 20-24, female | Cambodia | KHM | Population ages 20-24, female | SP.POP.2024.FE | 768000 | 754000
KHMPopulation ages 20-24, male | Cambodia | KHM | Population ages 20-24, male | SP.POP.2024.MA | 795000 | 774000
KHMPopulation ages 25-29, female | Cambodia | KHM | Population ages 25-29, female | SP.POP.2529.FE | 758000 | 780000
KHMPopulation ages 25-29, male | Cambodia | KHM | Population ages 25-29, male | SP.POP.2529.MA | 781000 | 809000
KHMPopulation ages 30-34, female | Cambodia | KHM | Population ages 30-34, female | SP.POP.3034.FE | 674000 | 639000
KHMPopulation ages 30-34, male | Cambodia | KHM | Population ages 30-34, male | SP.POP.3034.MA | 630000 | 602000
KHMPopulation ages 35-39, female | Cambodia | KHM | Population ages 35-39, female | SP.POP.3539.FE | 794000 | 851000
KHMPopulation ages 35-39, male | Cambodia | KHM | Population ages 35-39, male | SP.POP.3539.MA | 743000 | 797000
KHMPopulation ages 40-44, female | Cambodia | KHM | Population ages 40-44, female | SP.POP.4044.FE | 303000 | 334000
KHMPopulation ages 40-44, male | Cambodia | KHM | Population ages 40-44, male | SP.POP.4044.MA | 264000 | 293000
KHMPopulation ages 45-49, female | Cambodia | KHM | Population ages 45-49, female | SP.POP.4549.FE | 434000 | 422000
KHMPopulation ages 45-49, male | Cambodia | KHM | Population ages 45-49, male | SP.POP.4549.MA | 392000 | 380000
KHMPopulation ages 50-54, female | Cambodia | KHM | Population ages 50-54, female | SP.POP.5054.FE | 387000 | 391000
KHMPopulation ages 50-54, male | Cambodia | KHM | Population ages 50-54, male | SP.POP.5054.MA | 337000 | 341000
KHMPopulation ages 55-59, male | Cambodia | KHM | Population ages 55-59, male | SP.POP.5559.MA | 281000 | 298000
KHMPopulation ages 55-59, female | Cambodia | KHM | Population ages 55-59, female | SP.POP.5559.FE | 346000 | 356000
KHMPopulation ages 65-69, male | Cambodia | KHM | Population ages 65-69, male | SP.POP.6569.MA | 140000 | 144000
KHMPopulation ages 65-69, female | Cambodia | KHM | Population ages 65-69, female | SP.POP.6569.FE | 208000 | 219000
KHMPopulation ages 60-64, female | Cambodia | KHM | Population ages 60-64, female | SP.POP.6064.FE | 267000 | 277000
KHMPopulation ages 60-64, male | Cambodia | KHM | Population ages 60-64, male | SP.POP.6064.MA | 167000 | 177000
KHMPopulation ages 70-74, female | Cambodia | KHM | Population ages 70-74, female | SP.POP.7074.FE | 125000 | 133000
KHMPopulation ages 70-74, male | Cambodia | KHM | Population ages 70-74, male | SP.POP.7074.MA | 83000 | 88000
KHMPopulation ages 75-79, female | Cambodia | KHM | Population ages 75-79, female | SP.POP.7579.FE | 77000 | 80000
KHMPopulation ages 75-79, male | Cambodia | KHM | Population ages 75-79, male | SP.POP.7579.MA | 49000 | 51000
KHMPopulation ages 80 and above, female | Cambodia | KHM | Population ages 80 and above, female | SP.POP.80UP.FE | 59000 | 60000
KHMPopulation ages 80 and above, male | Cambodia | KHM | Population ages 80 and above, male | SP.POP.80UP.MA | 36000 | 35000
KHMPopulation, male | Cambodia | KHM | Population, male | SP.POP.TOTL.MA.IN | 8047000 | 8162000
KHMPopulation, total | Cambodia | KHM | Population, total | SP.POP.TOTL | 16487000 | 16719000
KHMPopulation, female | Cambodia | KHM | Population, female | SP.POP.TOTL.FE.IN | 8439000 | 8557000
KHMPopulation growth (annual %) | Cambodia | KHM | Population growth (annual %) | SP.POP.GROW | 0 | 0
CMRPopulation ages 0-14, female | Cameroon | CMR | Population ages 0-14, female | SP.POP.0014.FE.IN | 5433000 | 5534000
CMRPopulation ages 0-14, male | Cameroon | CMR | Population ages 0-14, male | SP.POP.0014.MA.IN | 5529000 | 5632000
CMRPopulation ages 00-04, female | Cameroon | CMR | Population ages 00-04, female | SP.POP.0004.FE | 2009000 | 2038000
CMRPopulation ages 00-04, male | Cameroon | CMR | Population ages 00-04, male | SP.POP.0004.MA | 2049000 | 2078000
CMRPopulation ages 05-09, female | Cameroon | CMR | Population ages 05-09, female | SP.POP.0509.FE | 1817000 | 1848000
CMRPopulation ages 05-09, male | Cameroon | CMR | Population ages 05-09, male | SP.POP.0509.MA | 1850000 | 1882000
CMRPopulation ages 10-14, female | Cameroon | CMR | Population ages 10-14, female | SP.POP.1014.FE | 1606000 | 1648000
CMRPopulation ages 10-14, male | Cameroon | CMR | Population ages 10-14, male | SP.POP.1014.MA | 1630000 | 1673000
CMRPopulation ages 15-19, female | Cameroon | CMR | Population ages 15-19, female | SP.POP.1519.FE | 1377000 | 1420000
CMRPopulation ages 15-19, male | Cameroon | CMR | Population ages 15-19, male | SP.POP.1519.MA | 1392000 | 1436000
CMRPopulation ages 20-24, female | Cameroon | CMR | Population ages 20-24, female | SP.POP.2024.FE | 1176000 | 1206000
CMRPopulation ages 20-24, male | Cameroon | CMR | Population ages 20-24, male | SP.POP.2024.MA | 1184000 | 1214000
CMRPopulation ages 25-29, female | Cameroon | CMR | Population ages 25-29, female | SP.POP.2529.FE | 1044000 | 1065000
CMRPopulation ages 25-29, male | Cameroon | CMR | Population ages 25-29, male | SP.POP.2529.MA | 1046000 | 1067000
CMRPopulation ages 30-34, female | Cameroon | CMR | Population ages 30-34, female | SP.POP.3034.FE | 905000 | 930000
CMRPopulation ages 30-34, male | Cameroon | CMR | Population ages 30-34, male | SP.POP.3034.MA | 906000 | 931000
CMRPopulation ages 35-39, female | Cameroon | CMR | Population ages 35-39, female | SP.POP.3539.FE | 739000 | 769000
CMRPopulation ages 35-39, male | Cameroon | CMR | Population ages 35-39, male | SP.POP.3539.MA | 741000 | 770000
CMRPopulation ages 40-44, female | Cameroon | CMR | Population ages 40-44, female | SP.POP.4044.FE | 576000 | 601000
CMRPopulation ages 40-44, male | Cameroon | CMR | Population ages 40-44, male | SP.POP.4044.MA | 577000 | 602000
CMRPopulation ages 45-49, female | Cameroon | CMR | Population ages 45-49, female | SP.POP.4549.FE | 452000 | 470000
CMRPopulation ages 45-49, male | Cameroon | CMR | Population ages 45-49, male | SP.POP.4549.MA | 449000 | 468000
CMRPopulation ages 50-54, female | Cameroon | CMR | Population ages 50-54, female | SP.POP.5054.FE | 355000 | 368000
CMRPopulation ages 50-54, male | Cameroon | CMR | Population ages 50-54, male | SP.POP.5054.MA | 347000 | 361000
CMRPopulation ages 55-59, male | Cameroon | CMR | Population ages 55-59, male | SP.POP.5559.MA | 262000 | 273000
CMRPopulation ages 55-59, female | Cameroon | CMR | Population ages 55-59, female | SP.POP.5559.FE | 276000 | 287000
CMRPopulation ages 65-69, male | Cameroon | CMR | Population ages 65-69, male | SP.POP.6569.MA | 141000 | 145000
CMRPopulation ages 65-69, female | Cameroon | CMR | Population ages 65-69, female | SP.POP.6569.FE | 163000 | 168000
CMRPopulation ages 60-64, female | Cameroon | CMR | Population ages 60-64, female | SP.POP.6064.FE | 213000 | 220000
CMRPopulation ages 60-64, male | Cameroon | CMR | Population ages 60-64, male | SP.POP.6064.MA | 194000 | 201000
CMRPopulation ages 70-74, female | Cameroon | CMR | Population ages 70-74, female | SP.POP.7074.FE | 113000 | 116000
CMRPopulation ages 70-74, male | Cameroon | CMR | Population ages 70-74, male | SP.POP.7074.MA | 91000 | 94000
CMRPopulation ages 75-79, female | Cameroon | CMR | Population ages 75-79, female | SP.POP.7579.FE | 69000 | 70000
CMRPopulation ages 75-79, male | Cameroon | CMR | Population ages 75-79, male | SP.POP.7579.MA | 52000 | 53000
CMRPopulation ages 80 and above, female | Cameroon | CMR | Population ages 80 and above, female | SP.POP.80UP.FE | 47000 | 45000
CMRPopulation ages 80 and above, male | Cameroon | CMR | Population ages 80 and above, male | SP.POP.80UP.MA | 31000 | 30000
CMRPopulation, male | Cameroon | CMR | Population, male | SP.POP.TOTL.MA.IN | 12940000 | 13277000
CMRPopulation, total | Cameroon | CMR | Population, total | SP.POP.TOTL | 25876000 | 26546000
CMRPopulation, female | Cameroon | CMR | Population, female | SP.POP.TOTL.FE.IN | 12936000 | 13269000
CMRPopulation growth (annual %) | Cameroon | CMR | Population growth (annual %) | SP.POP.GROW | 0 | 0
CANPopulation ages 0-14, female | Canada | CAN | Population ages 0-14, female | SP.POP.0014.FE.IN | 2892000 | 2903000
CANPopulation ages 0-14, male | Canada | CAN | Population ages 0-14, male | SP.POP.0014.MA.IN | 3031000 | 3042000
CANPopulation ages 00-04, female | Canada | CAN | Population ages 00-04, female | SP.POP.0004.FE | 965000 | 971000
CANPopulation ages 00-04, male | Canada | CAN | Population ages 00-04, male | SP.POP.0004.MA | 1013000 | 1019000
CANPopulation ages 05-09, female | Canada | CAN | Population ages 05-09, female | SP.POP.0509.FE | 967000 | 965000
CANPopulation ages 05-09, male | Canada | CAN | Population ages 05-09, male | SP.POP.0509.MA | 1012000 | 1010000
CANPopulation ages 10-14, female | Canada | CAN | Population ages 10-14, female | SP.POP.1014.FE | 960000 | 967000
CANPopulation ages 10-14, male | Canada | CAN | Population ages 10-14, male | SP.POP.1014.MA | 1006000 | 1013000
CANPopulation ages 15-19, female | Canada | CAN | Population ages 15-19, female | SP.POP.1519.FE | 978000 | 970000
CANPopulation ages 15-19, male | Canada | CAN | Population ages 15-19, male | SP.POP.1519.MA | 1026000 | 1016000
CANPopulation ages 20-24, female | Canada | CAN | Population ages 20-24, female | SP.POP.2024.FE | 1175000 | 1153000
CANPopulation ages 20-24, male | Canada | CAN | Population ages 20-24, male | SP.POP.2024.MA | 1230000 | 1206000
CANPopulation ages 25-29, female | Canada | CAN | Population ages 25-29, female | SP.POP.2529.FE | 1330000 | 1342000
CANPopulation ages 25-29, male | Canada | CAN | Population ages 25-29, male | SP.POP.2529.MA | 1370000 | 1387000
CANPopulation ages 30-34, female | Canada | CAN | Population ages 30-34, female | SP.POP.3034.FE | 1295000 | 1308000
CANPopulation ages 30-34, male | Canada | CAN | Population ages 30-34, male | SP.POP.3034.MA | 1295000 | 1314000
CANPopulation ages 35-39, female | Canada | CAN | Population ages 35-39, female | SP.POP.3539.FE | 1310000 | 1328000
CANPopulation ages 35-39, male | Canada | CAN | Population ages 35-39, male | SP.POP.3539.MA | 1299000 | 1320000
CANPopulation ages 40-44, female | Canada | CAN | Population ages 40-44, female | SP.POP.4044.FE | 1218000 | 1237000
CANPopulation ages 40-44, male | Canada | CAN | Population ages 40-44, male | SP.POP.4044.MA | 1204000 | 1222000
CANPopulation ages 45-49, female | Canada | CAN | Population ages 45-49, female | SP.POP.4549.FE | 1186000 | 1192000
CANPopulation ages 45-49, male | Canada | CAN | Population ages 45-49, male | SP.POP.4549.MA | 1185000 | 1188000
CANPopulation ages 50-54, female | Canada | CAN | Population ages 50-54, female | SP.POP.5054.FE | 1236000 | 1206000
CANPopulation ages 50-54, male | Canada | CAN | Population ages 50-54, male | SP.POP.5054.MA | 1246000 | 1214000
CANPopulation ages 55-59, male | Canada | CAN | Population ages 55-59, male | SP.POP.5559.MA | 1388000 | 1379000
CANPopulation ages 55-59, female | Canada | CAN | Population ages 55-59, female | SP.POP.5559.FE | 1385000 | 1376000
CANPopulation ages 65-69, male | Canada | CAN | Population ages 65-69, male | SP.POP.6569.MA | 1020000 | 1046000
CANPopulation ages 65-69, female | Canada | CAN | Population ages 65-69, female | SP.POP.6569.FE | 1075000 | 1101000
CANPopulation ages 60-64, female | Canada | CAN | Population ages 60-64, female | SP.POP.6064.FE | 1258000 | 1285000
CANPopulation ages 60-64, male | Canada | CAN | Population ages 60-64, male | SP.POP.6064.MA | 1241000 | 1273000
CANPopulation ages 70-74, female | Canada | CAN | Population ages 70-74, female | SP.POP.7074.FE | 887000 | 924000
CANPopulation ages 70-74, male | Canada | CAN | Population ages 70-74, male | SP.POP.7074.MA | 830000 | 866000
CANPopulation ages 75-79, female | Canada | CAN | Population ages 75-79, female | SP.POP.7579.FE | 623000 | 657000
CANPopulation ages 75-79, male | Canada | CAN | Population ages 75-79, male | SP.POP.7579.MA | 534000 | 567000
CANPopulation ages 80 and above, female | Canada | CAN | Population ages 80 and above, female | SP.POP.80UP.FE | 980000 | 999000
CANPopulation ages 80 and above, male | Canada | CAN | Population ages 80 and above, male | SP.POP.80UP.MA | 647000 | 662000
CANPopulation, male | Canada | CAN | Population, male | SP.POP.TOTL.MA.IN | 18545000 | 18704000
CANPopulation, total | Canada | CAN | Population, total | SP.POP.TOTL | 37375000 | 37684000
CANPopulation, female | Canada | CAN | Population, female | SP.POP.TOTL.FE.IN | 18829000 | 18981000
CANPopulation growth (annual %) | Canada | CAN | Population growth (annual %) | SP.POP.GROW | 0 | 0
CSSPopulation ages 0-14, female | Caribbean small states | CSS | Population ages 0-14, female | SP.POP.0014.FE.IN | 836000 | 833000
CSSPopulation ages 0-14, male | Caribbean small states | CSS | Population ages 0-14, male | SP.POP.0014.MA.IN | 871000 | 868000
CSSPopulation ages 00-04, female | Caribbean small states | CSS | Population ages 00-04, female | SP.POP.0004.FE | 275700 | 273500
CSSPopulation ages 00-04, male | Caribbean small states | CSS | Population ages 00-04, male | SP.POP.0004.MA | 289500 | 287400
CSSPopulation ages 05-09, female | Caribbean small states | CSS | Population ages 05-09, female | SP.POP.0509.FE | 279200 | 280200
CSSPopulation ages 05-09, male | Caribbean small states | CSS | Population ages 05-09, male | SP.POP.0509.MA | 290000 | 293000
CSSPopulation ages 10-14, female | Caribbean small states | CSS | Population ages 10-14, female | SP.POP.1014.FE | 280100 | 279800
CSSPopulation ages 10-14, male | Caribbean small states | CSS | Population ages 10-14, male | SP.POP.1014.MA | 288900 | 288500
CSSPopulation ages 15-19, female | Caribbean small states | CSS | Population ages 15-19, female | SP.POP.1519.FE | 289800 | 285400
CSSPopulation ages 15-19, male | Caribbean small states | CSS | Population ages 15-19, male | SP.POP.1519.MA | 301000 | 295400
CSSPopulation ages 20-24, female | Caribbean small states | CSS | Population ages 20-24, female | SP.POP.2024.FE | 300300 | 297800
CSSPopulation ages 20-24, male | Caribbean small states | CSS | Population ages 20-24, male | SP.POP.2024.MA | 311800 | 308300
CSSPopulation ages 25-29, female | Caribbean small states | CSS | Population ages 25-29, female | SP.POP.2529.FE | 294200 | 294400
CSSPopulation ages 25-29, male | Caribbean small states | CSS | Population ages 25-29, male | SP.POP.2529.MA | 300300 | 302500
CSSPopulation ages 30-34, female | Caribbean small states | CSS | Population ages 30-34, female | SP.POP.3034.FE | 275600 | 274600
CSSPopulation ages 30-34, male | Caribbean small states | CSS | Population ages 30-34, male | SP.POP.3034.MA | 277100 | 278200
CSSPopulation ages 35-39, female | Caribbean small states | CSS | Population ages 35-39, female | SP.POP.3539.FE | 270000 | 273100
CSSPopulation ages 35-39, male | Caribbean small states | CSS | Population ages 35-39, male | SP.POP.3539.MA | 258500 | 263600
CSSPopulation ages 40-44, female | Caribbean small states | CSS | Population ages 40-44, female | SP.POP.4044.FE | 237700 | 239900
CSSPopulation ages 40-44, male | Caribbean small states | CSS | Population ages 40-44, male | SP.POP.4044.MA | 223700 | 224800
CSSPopulation ages 45-49, female | Caribbean small states | CSS | Population ages 45-49, female | SP.POP.4549.FE | 234700 | 235700
CSSPopulation ages 45-49, male | Caribbean small states | CSS | Population ages 45-49, male | SP.POP.4549.MA | 221800 | 220800
CSSPopulation ages 50-54, female | Caribbean small states | CSS | Population ages 50-54, female | SP.POP.5054.FE | 215700 | 216100
CSSPopulation ages 50-54, male | Caribbean small states | CSS | Population ages 50-54, male | SP.POP.5054.MA | 206500 | 206800
CSSPopulation ages 55-59, male | Caribbean small states | CSS | Population ages 55-59, male | SP.POP.5559.MA | 191000 | 194400
CSSPopulation ages 55-59, female | Caribbean small states | CSS | Population ages 55-59, female | SP.POP.5559.FE | 200700 | 205500
CSSPopulation ages 65-69, male | Caribbean small states | CSS | Population ages 65-69, male | SP.POP.6569.MA | 110400 | 113900
CSSPopulation ages 65-69, female | Caribbean small states | CSS | Population ages 65-69, female | SP.POP.6569.FE | 118900 | 125300
CSSPopulation ages 60-64, female | Caribbean small states | CSS | Population ages 60-64, female | SP.POP.6064.FE | 162700 | 168200
CSSPopulation ages 60-64, male | Caribbean small states | CSS | Population ages 60-64, male | SP.POP.6064.MA | 147800 | 154500
CSSPopulation ages 70-74, female | Caribbean small states | CSS | Population ages 70-74, female | SP.POP.7074.FE | 90700 | 94300
CSSPopulation ages 70-74, male | Caribbean small states | CSS | Population ages 70-74, male | SP.POP.7074.MA | 81500 | 84800
CSSPopulation ages 75-79, female | Caribbean small states | CSS | Population ages 75-79, female | SP.POP.7579.FE | 63800 | 65300
CSSPopulation ages 75-79, male | Caribbean small states | CSS | Population ages 75-79, male | SP.POP.7579.MA | 52500 | 54100
CSSPopulation ages 80 and above, female | Caribbean small states | CSS | Population ages 80 and above, female | SP.POP.80UP.FE | 76400 | 77900
CSSPopulation ages 80 and above, male | Caribbean small states | CSS | Population ages 80 and above, male | SP.POP.80UP.MA | 59900 | 61100
CSSPopulation, male | Caribbean small states | CSS | Population, male | SP.POP.TOTL.MA.IN | 3609000 | 3630000
CSSPopulation, total | Caribbean small states | CSS | Population, total | SP.POP.TOTL | 7401000 | 7443000
CSSPopulation, female | Caribbean small states | CSS | Population, female | SP.POP.TOTL.FE.IN | 3667000 | 3689000
CSSPopulation growth (annual %) | Caribbean small states | CSS | Population growth (annual %) | SP.POP.GROW | 0.57121 | 0.56749
CYMPopulation ages 0-14, female | Cayman Islands | CYM | Population ages 0-14, female | SP.POP.0014.FE.IN | 0 | 0
CYMPopulation ages 0-14, male | Cayman Islands | CYM | Population ages 0-14, male | SP.POP.0014.MA.IN | 0 | 0
CYMPopulation ages 00-04, female | Cayman Islands | CYM | Population ages 00-04, female | SP.POP.0004.FE | 0 | 0
CYMPopulation ages 00-04, male | Cayman Islands | CYM | Population ages 00-04, male | SP.POP.0004.MA | 0 | 0
CYMPopulation ages 05-09, female | Cayman Islands | CYM | Population ages 05-09, female | SP.POP.0509.FE | 0 | 0
CYMPopulation ages 05-09, male | Cayman Islands | CYM | Population ages 05-09, male | SP.POP.0509.MA | 0 | 0
CYMPopulation ages 10-14, female | Cayman Islands | CYM | Population ages 10-14, female | SP.POP.1014.FE | 0 | 0
CYMPopulation ages 10-14, male | Cayman Islands | CYM | Population ages 10-14, male | SP.POP.1014.MA | 0 | 0
CYMPopulation ages 15-19, female | Cayman Islands | CYM | Population ages 15-19, female | SP.POP.1519.FE | 0 | 0
CYMPopulation ages 15-19, male | Cayman Islands | CYM | Population ages 15-19, male | SP.POP.1519.MA | 0 | 0
CYMPopulation ages 20-24, female | Cayman Islands | CYM | Population ages 20-24, female | SP.POP.2024.FE | 0 | 0
CYMPopulation ages 20-24, male | Cayman Islands | CYM | Population ages 20-24, male | SP.POP.2024.MA | 0 | 0
CYMPopulation ages 25-29, female | Cayman Islands | CYM | Population ages 25-29, female | SP.POP.2529.FE | 0 | 0
CYMPopulation ages 25-29, male | Cayman Islands | CYM | Population ages 25-29, male | SP.POP.2529.MA | 0 | 0
CYMPopulation ages 30-34, female | Cayman Islands | CYM | Population ages 30-34, female | SP.POP.3034.FE | 0 | 0
CYMPopulation ages 30-34, male | Cayman Islands | CYM | Population ages 30-34, male | SP.POP.3034.MA | 0 | 0
CYMPopulation ages 35-39, female | Cayman Islands | CYM | Population ages 35-39, female | SP.POP.3539.FE | 0 | 0
CYMPopulation ages 35-39, male | Cayman Islands | CYM | Population ages 35-39, male | SP.POP.3539.MA | 0 | 0
CYMPopulation ages 40-44, female | Cayman Islands | CYM | Population ages 40-44, female | SP.POP.4044.FE | 0 | 0
CYMPopulation ages 40-44, male | Cayman Islands | CYM | Population ages 40-44, male | SP.POP.4044.MA | 0 | 0
CYMPopulation ages 45-49, female | Cayman Islands | CYM | Population ages 45-49, female | SP.POP.4549.FE | 0 | 0
CYMPopulation ages 45-49, male | Cayman Islands | CYM | Population ages 45-49, male | SP.POP.4549.MA | 0 | 0
CYMPopulation ages 50-54, female | Cayman Islands | CYM | Population ages 50-54, female | SP.POP.5054.FE | 0 | 0
CYMPopulation ages 50-54, male | Cayman Islands | CYM | Population ages 50-54, male | SP.POP.5054.MA | 0 | 0
CYMPopulation ages 55-59, male | Cayman Islands | CYM | Population ages 55-59, male | SP.POP.5559.MA | 0 | 0
CYMPopulation ages 55-59, female | Cayman Islands | CYM | Population ages 55-59, female | SP.POP.5559.FE | 0 | 0
CYMPopulation ages 65-69, male | Cayman Islands | CYM | Population ages 65-69, male | SP.POP.6569.MA | 0 | 0
CYMPopulation ages 65-69, female | Cayman Islands | CYM | Population ages 65-69, female | SP.POP.6569.FE | 0 | 0
CYMPopulation ages 60-64, female | Cayman Islands | CYM | Population ages 60-64, female | SP.POP.6064.FE | 0 | 0
CYMPopulation ages 60-64, male | Cayman Islands | CYM | Population ages 60-64, male | SP.POP.6064.MA | 0 | 0
CYMPopulation ages 70-74, female | Cayman Islands | CYM | Population ages 70-74, female | SP.POP.7074.FE | 0 | 0
CYMPopulation ages 70-74, male | Cayman Islands | CYM | Population ages 70-74, male | SP.POP.7074.MA | 0 | 0
CYMPopulation ages 75-79, female | Cayman Islands | CYM | Population ages 75-79, female | SP.POP.7579.FE | 0 | 0
CYMPopulation ages 75-79, male | Cayman Islands | CYM | Population ages 75-79, male | SP.POP.7579.MA | 0 | 0
CYMPopulation ages 80 and above, female | Cayman Islands | CYM | Population ages 80 and above, female | SP.POP.80UP.FE | 0 | 0
CYMPopulation ages 80 and above, male | Cayman Islands | CYM | Population ages 80 and above, male | SP.POP.80UP.MA | 0 | 0
CYMPopulation, male | Cayman Islands | CYM | Population, male | SP.POP.TOTL.MA.IN | 0 | 0
CYMPopulation, total | Cayman Islands | CYM | Population, total | SP.POP.TOTL | 65000 | 66000
CYMPopulation, female | Cayman Islands | CYM | Population, female | SP.POP.TOTL.FE.IN | 0 | 0
CYMPopulation growth (annual %) | Cayman Islands | CYM | Population growth (annual %) | SP.POP.GROW | 0 | 0
CAFPopulation ages 0-14, female | Central African Republic | CAF | Population ages 0-14, female | SP.POP.0014.FE.IN | 1036000 | 1045000
CAFPopulation ages 0-14, male | Central African Republic | CAF | Population ages 0-14, male | SP.POP.0014.MA.IN | 1048000 | 1058000
CAFPopulation ages 00-04, female | Central African Republic | CAF | Population ages 00-04, female | SP.POP.0004.FE | 363000 | 366000
CAFPopulation ages 00-04, male | Central African Republic | CAF | Population ages 00-04, male | SP.POP.0004.MA | 368000 | 372000
CAFPopulation ages 05-09, female | Central African Republic | CAF | Population ages 05-09, female | SP.POP.0509.FE | 346000 | 347000
CAFPopulation ages 05-09, male | Central African Republic | CAF | Population ages 05-09, male | SP.POP.0509.MA | 350000 | 351000
CAFPopulation ages 10-14, female | Central African Republic | CAF | Population ages 10-14, female | SP.POP.1014.FE | 328000 | 332000
CAFPopulation ages 10-14, male | Central African Republic | CAF | Population ages 10-14, male | SP.POP.1014.MA | 330000 | 335000
CAFPopulation ages 15-19, female | Central African Republic | CAF | Population ages 15-19, female | SP.POP.1519.FE | 290000 | 298000
CAFPopulation ages 15-19, male | Central African Republic | CAF | Population ages 15-19, male | SP.POP.1519.MA | 291000 | 299000
CAFPopulation ages 20-24, female | Central African Republic | CAF | Population ages 20-24, female | SP.POP.2024.FE | 232000 | 241000
CAFPopulation ages 20-24, male | Central African Republic | CAF | Population ages 20-24, male | SP.POP.2024.MA | 232000 | 242000
CAFPopulation ages 25-29, female | Central African Republic | CAF | Population ages 25-29, female | SP.POP.2529.FE | 173000 | 179000
CAFPopulation ages 25-29, male | Central African Republic | CAF | Population ages 25-29, male | SP.POP.2529.MA | 173000 | 179000
CAFPopulation ages 30-34, female | Central African Republic | CAF | Population ages 30-34, female | SP.POP.3034.FE | 136000 | 138000
CAFPopulation ages 30-34, male | Central African Republic | CAF | Population ages 30-34, male | SP.POP.3034.MA | 136000 | 139000
CAFPopulation ages 35-39, female | Central African Republic | CAF | Population ages 35-39, female | SP.POP.3539.FE | 111000 | 112000
CAFPopulation ages 35-39, male | Central African Republic | CAF | Population ages 35-39, male | SP.POP.3539.MA | 110000 | 112000
CAFPopulation ages 40-44, female | Central African Republic | CAF | Population ages 40-44, female | SP.POP.4044.FE | 92000 | 93000
CAFPopulation ages 40-44, male | Central African Republic | CAF | Population ages 40-44, male | SP.POP.4044.MA | 89000 | 90000
CAFPopulation ages 45-49, female | Central African Republic | CAF | Population ages 45-49, female | SP.POP.4549.FE | 79000 | 80000
CAFPopulation ages 45-49, male | Central African Republic | CAF | Population ages 45-49, male | SP.POP.4549.MA | 76000 | 77000
CAFPopulation ages 50-54, female | Central African Republic | CAF | Population ages 50-54, female | SP.POP.5054.FE | 66000 | 67000
CAFPopulation ages 50-54, male | Central African Republic | CAF | Population ages 50-54, male | SP.POP.5054.MA | 61000 | 62000
CAFPopulation ages 55-59, male | Central African Republic | CAF | Population ages 55-59, male | SP.POP.5559.MA | 47000 | 48000
CAFPopulation ages 55-59, female | Central African Republic | CAF | Population ages 55-59, female | SP.POP.5559.FE | 55000 | 55000
CAFPopulation ages 65-69, male | Central African Republic | CAF | Population ages 65-69, male | SP.POP.6569.MA | 24000 | 25000
CAFPopulation ages 65-69, female | Central African Republic | CAF | Population ages 65-69, female | SP.POP.6569.FE | 32000 | 33000
CAFPopulation ages 60-64, female | Central African Republic | CAF | Population ages 60-64, female | SP.POP.6064.FE | 44000 | 45000
CAFPopulation ages 60-64, male | Central African Republic | CAF | Population ages 60-64, male | SP.POP.6064.MA | 35000 | 36000
CAFPopulation ages 70-74, female | Central African Republic | CAF | Population ages 70-74, female | SP.POP.7074.FE | 22000 | 23000
CAFPopulation ages 70-74, male | Central African Republic | CAF | Population ages 70-74, male | SP.POP.7074.MA | 15000 | 15000
CAFPopulation ages 75-79, female | Central African Republic | CAF | Population ages 75-79, female | SP.POP.7579.FE | 15000 | 15000
CAFPopulation ages 75-79, male | Central African Republic | CAF | Population ages 75-79, male | SP.POP.7579.MA | 9000 | 8900
CAFPopulation ages 80 and above, female | Central African Republic | CAF | Population ages 80 and above, female | SP.POP.80UP.FE | 11000 | 11000
CAFPopulation ages 80 and above, male | Central African Republic | CAF | Population ages 80 and above, male | SP.POP.80UP.MA | 5200 | 4800
CAFPopulation, male | Central African Republic | CAF | Population, male | SP.POP.TOTL.MA.IN | 2352000 | 2394000
CAFPopulation, total | Central African Republic | CAF | Population, total | SP.POP.TOTL | 4745000 | 4830000
CAFPopulation, female | Central African Republic | CAF | Population, female | SP.POP.TOTL.FE.IN | 2393000 | 2436000
CAFPopulation growth (annual %) | Central African Republic | CAF | Population growth (annual %) | SP.POP.GROW | 0 | 0
CEBPopulation ages 0-14, female | Central Europe and the Baltics | CEB | Population ages 0-14, female | SP.POP.0014.FE.IN | 7580000 | 7560000
CEBPopulation ages 0-14, male | Central Europe and the Baltics | CEB | Population ages 0-14, male | SP.POP.0014.MA.IN | 7993000 | 7975000
CEBPopulation ages 00-04, female | Central Europe and the Baltics | CEB | Population ages 00-04, female | SP.POP.0004.FE | 2452000 | 2455000
CEBPopulation ages 00-04, male | Central Europe and the Baltics | CEB | Population ages 00-04, male | SP.POP.0004.MA | 2591000 | 2594000
CEBPopulation ages 05-09, female | Central Europe and the Baltics | CEB | Population ages 05-09, female | SP.POP.0509.FE | 2540000 | 2489000
CEBPopulation ages 05-09, male | Central Europe and the Baltics | CEB | Population ages 05-09, male | SP.POP.0509.MA | 2676000 | 2626000
CEBPopulation ages 10-14, female | Central Europe and the Baltics | CEB | Population ages 10-14, female | SP.POP.1014.FE | 2588000 | 2616000
CEBPopulation ages 10-14, male | Central Europe and the Baltics | CEB | Population ages 10-14, male | SP.POP.1014.MA | 2723000 | 2756000
CEBPopulation ages 15-19, female | Central Europe and the Baltics | CEB | Population ages 15-19, female | SP.POP.1519.FE | 2355000 | 2359000
CEBPopulation ages 15-19, male | Central Europe and the Baltics | CEB | Population ages 15-19, male | SP.POP.1519.MA | 2470000 | 2475000
CEBPopulation ages 20-24, female | Central Europe and the Baltics | CEB | Population ages 20-24, female | SP.POP.2024.FE | 2612000 | 2513000
CEBPopulation ages 20-24, male | Central Europe and the Baltics | CEB | Population ages 20-24, male | SP.POP.2024.MA | 2739000 | 2632000
CEBPopulation ages 25-29, female | Central Europe and the Baltics | CEB | Population ages 25-29, female | SP.POP.2529.FE | 3172000 | 3055000
CEBPopulation ages 25-29, male | Central Europe and the Baltics | CEB | Population ages 25-29, male | SP.POP.2529.MA | 3373000 | 3240000
CEBPopulation ages 30-34, female | Central Europe and the Baltics | CEB | Population ages 30-34, female | SP.POP.3034.FE | 3551000 | 3496000
CEBPopulation ages 30-34, male | Central Europe and the Baltics | CEB | Population ages 30-34, male | SP.POP.3034.MA | 3810000 | 3756000
CEBPopulation ages 35-39, female | Central Europe and the Baltics | CEB | Population ages 35-39, female | SP.POP.3539.FE | 3692000 | 3620000
CEBPopulation ages 35-39, male | Central Europe and the Baltics | CEB | Population ages 35-39, male | SP.POP.3539.MA | 3909000 | 3852000
CEBPopulation ages 40-44, female | Central Europe and the Baltics | CEB | Population ages 40-44, female | SP.POP.4044.FE | 3949000 | 3940000
CEBPopulation ages 40-44, male | Central Europe and the Baltics | CEB | Population ages 40-44, male | SP.POP.4044.MA | 4080000 | 4082000
CEBPopulation ages 45-49, female | Central Europe and the Baltics | CEB | Population ages 45-49, female | SP.POP.4549.FE | 3647000 | 3705000
CEBPopulation ages 45-49, male | Central Europe and the Baltics | CEB | Population ages 45-49, male | SP.POP.4549.MA | 3708000 | 3777000
CEBPopulation ages 50-54, female | Central Europe and the Baltics | CEB | Population ages 50-54, female | SP.POP.5054.FE | 3345000 | 3384000
CEBPopulation ages 50-54, male | Central Europe and the Baltics | CEB | Population ages 50-54, male | SP.POP.5054.MA | 3298000 | 3349000
CEBPopulation ages 55-59, male | Central Europe and the Baltics | CEB | Population ages 55-59, male | SP.POP.5559.MA | 3116000 | 3065000
CEBPopulation ages 55-59, female | Central Europe and the Baltics | CEB | Population ages 55-59, female | SP.POP.5559.FE | 3331000 | 3255000
CEBPopulation ages 65-69, male | Central Europe and the Baltics | CEB | Population ages 65-69, male | SP.POP.6569.MA | 2884000 | 2940000
CEBPopulation ages 65-69, female | Central Europe and the Baltics | CEB | Population ages 65-69, female | SP.POP.6569.FE | 3613000 | 3671000
CEBPopulation ages 60-64, female | Central Europe and the Baltics | CEB | Population ages 60-64, female | SP.POP.6064.FE | 3788000 | 3703000
CEBPopulation ages 60-64, male | Central Europe and the Baltics | CEB | Population ages 60-64, male | SP.POP.6064.MA | 3305000 | 3248000
CEBPopulation ages 70-74, female | Central Europe and the Baltics | CEB | Population ages 70-74, female | SP.POP.7074.FE | 2821000 | 2949000
CEBPopulation ages 70-74, male | Central Europe and the Baltics | CEB | Population ages 70-74, male | SP.POP.7074.MA | 2015000 | 2116000
CEBPopulation ages 75-79, female | Central Europe and the Baltics | CEB | Population ages 75-79, female | SP.POP.7579.FE | 2039000 | 2088000
CEBPopulation ages 75-79, male | Central Europe and the Baltics | CEB | Population ages 75-79, male | SP.POP.7579.MA | 1244000 | 1285000
CEBPopulation ages 80 and above, female | Central Europe and the Baltics | CEB | Population ages 80 and above, female | SP.POP.80UP.FE | 3232000 | 3242000
CEBPopulation ages 80 and above, male | Central Europe and the Baltics | CEB | Population ages 80 and above, male | SP.POP.80UP.MA | 1516000 | 1506000
CEBPopulation, male | Central Europe and the Baltics | CEB | Population, male | SP.POP.TOTL.MA.IN | 49458000 | 49300000
CEBPopulation, total | Central Europe and the Baltics | CEB | Population, total | SP.POP.TOTL | 102181000 | 101847000
CEBPopulation, female | Central Europe and the Baltics | CEB | Population, female | SP.POP.TOTL.FE.IN | 52722000 | 52547000
CEBPopulation growth (annual %) | Central Europe and the Baltics | CEB | Population growth (annual %) | SP.POP.GROW | -0.32281 | -0.32687
TCDPopulation ages 0-14, female | Chad | TCD | Population ages 0-14, female | SP.POP.0014.FE.IN | 3717000 | 3801000
TCDPopulation ages 0-14, male | Chad | TCD | Population ages 0-14, male | SP.POP.0014.MA.IN | 3749000 | 3835000
TCDPopulation ages 00-04, female | Chad | TCD | Population ages 00-04, female | SP.POP.0004.FE | 1426000 | 1455000
TCDPopulation ages 00-04, male | Chad | TCD | Population ages 00-04, male | SP.POP.0004.MA | 1446000 | 1476000
TCDPopulation ages 05-09, female | Chad | TCD | Population ages 05-09, female | SP.POP.0509.FE | 1230000 | 1257000
TCDPopulation ages 05-09, male | Chad | TCD | Population ages 05-09, male | SP.POP.0509.MA | 1239000 | 1265000
TCDPopulation ages 10-14, female | Chad | TCD | Population ages 10-14, female | SP.POP.1014.FE | 1061000 | 1090000
TCDPopulation ages 10-14, male | Chad | TCD | Population ages 10-14, male | SP.POP.1014.MA | 1065000 | 1094000
TCDPopulation ages 15-19, female | Chad | TCD | Population ages 15-19, female | SP.POP.1519.FE | 896000 | 926000
TCDPopulation ages 15-19, male | Chad | TCD | Population ages 15-19, male | SP.POP.1519.MA | 899000 | 929000
TCDPopulation ages 20-24, female | Chad | TCD | Population ages 20-24, female | SP.POP.2024.FE | 739000 | 766000
TCDPopulation ages 20-24, male | Chad | TCD | Population ages 20-24, male | SP.POP.2024.MA | 743000 | 770000
TCDPopulation ages 25-29, female | Chad | TCD | Population ages 25-29, female | SP.POP.2529.FE | 599000 | 622000
TCDPopulation ages 25-29, male | Chad | TCD | Population ages 25-29, male | SP.POP.2529.MA | 600000 | 623000
TCDPopulation ages 30-34, female | Chad | TCD | Population ages 30-34, female | SP.POP.3034.FE | 475000 | 494000
TCDPopulation ages 30-34, male | Chad | TCD | Population ages 30-34, male | SP.POP.3034.MA | 477000 | 496000
TCDPopulation ages 35-39, female | Chad | TCD | Population ages 35-39, female | SP.POP.3539.FE | 374000 | 389000
TCDPopulation ages 35-39, male | Chad | TCD | Population ages 35-39, male | SP.POP.3539.MA | 376000 | 391000
TCDPopulation ages 40-44, female | Chad | TCD | Population ages 40-44, female | SP.POP.4044.FE | 293000 | 304000
TCDPopulation ages 40-44, male | Chad | TCD | Population ages 40-44, male | SP.POP.4044.MA | 294000 | 306000
TCDPopulation ages 45-49, female | Chad | TCD | Population ages 45-49, female | SP.POP.4549.FE | 228000 | 237000
TCDPopulation ages 45-49, male | Chad | TCD | Population ages 45-49, male | SP.POP.4549.MA | 226000 | 235000
TCDPopulation ages 50-54, female | Chad | TCD | Population ages 50-54, female | SP.POP.5054.FE | 179000 | 185000
TCDPopulation ages 50-54, male | Chad | TCD | Population ages 50-54, male | SP.POP.5054.MA | 171000 | 178000
TCDPopulation ages 55-59, male | Chad | TCD | Population ages 55-59, male | SP.POP.5559.MA | 137000 | 140000
TCDPopulation ages 55-59, female | Chad | TCD | Population ages 55-59, female | SP.POP.5559.FE | 148000 | 152000
TCDPopulation ages 65-69, male | Chad | TCD | Population ages 65-69, male | SP.POP.6569.MA | 80000 | 83000
TCDPopulation ages 65-69, female | Chad | TCD | Population ages 65-69, female | SP.POP.6569.FE | 94000 | 99000
TCDPopulation ages 60-64, female | Chad | TCD | Population ages 60-64, female | SP.POP.6064.FE | 123000 | 125000
TCDPopulation ages 60-64, male | Chad | TCD | Population ages 60-64, male | SP.POP.6064.MA | 108000 | 111000
TCDPopulation ages 70-74, female | Chad | TCD | Population ages 70-74, female | SP.POP.7074.FE | 57000 | 60000
TCDPopulation ages 70-74, male | Chad | TCD | Population ages 70-74, male | SP.POP.7074.MA | 50000 | 52000
TCDPopulation ages 75-79, female | Chad | TCD | Population ages 75-79, female | SP.POP.7579.FE | 37000 | 37000
TCDPopulation ages 75-79, male | Chad | TCD | Population ages 75-79, male | SP.POP.7579.MA | 31000 | 31000
TCDPopulation ages 80 and above, female | Chad | TCD | Population ages 80 and above, female | SP.POP.80UP.FE | 28000 | 28000
TCDPopulation ages 80 and above, male | Chad | TCD | Population ages 80 and above, male | SP.POP.80UP.MA | 21000 | 20000
TCDPopulation, male | Chad | TCD | Population, male | SP.POP.TOTL.MA.IN | 7961000 | 8200000
TCDPopulation, total | Chad | TCD | Population, total | SP.POP.TOTL | 15947000 | 16426000
TCDPopulation, female | Chad | TCD | Population, female | SP.POP.TOTL.FE.IN | 7986000 | 8226000
TCDPopulation growth (annual %) | Chad | TCD | Population growth (annual %) | SP.POP.GROW | 0 | 0
CHIPopulation ages 0-14, female | Channel Islands | CHI | Population ages 0-14, female | SP.POP.0014.FE.IN | 13000 | 13000
CHIPopulation ages 0-14, male | Channel Islands | CHI | Population ages 0-14, male | SP.POP.0014.MA.IN | 13000 | 13000
CHIPopulation ages 00-04, female | Channel Islands | CHI | Population ages 00-04, female | SP.POP.0004.FE | 4300 | 4200
CHIPopulation ages 00-04, male | Channel Islands | CHI | Population ages 00-04, male | SP.POP.0004.MA | 4400 | 4500
CHIPopulation ages 05-09, female | Channel Islands | CHI | Population ages 05-09, female | SP.POP.0509.FE | 4300 | 4400
CHIPopulation ages 05-09, male | Channel Islands | CHI | Population ages 05-09, male | SP.POP.0509.MA | 4400 | 4400
CHIPopulation ages 10-14, female | Channel Islands | CHI | Population ages 10-14, female | SP.POP.1014.FE | 4100 | 4100
CHIPopulation ages 10-14, male | Channel Islands | CHI | Population ages 10-14, male | SP.POP.1014.MA | 4400 | 4400
CHIPopulation ages 15-19, female | Channel Islands | CHI | Population ages 15-19, female | SP.POP.1519.FE | 4600 | 4600
CHIPopulation ages 15-19, male | Channel Islands | CHI | Population ages 15-19, male | SP.POP.1519.MA | 4800 | 4800
CHIPopulation ages 20-24, female | Channel Islands | CHI | Population ages 20-24, female | SP.POP.2024.FE | 5000 | 5100
CHIPopulation ages 20-24, male | Channel Islands | CHI | Population ages 20-24, male | SP.POP.2024.MA | 5400 | 5400
CHIPopulation ages 25-29, female | Channel Islands | CHI | Population ages 25-29, female | SP.POP.2529.FE | 5500 | 5500
CHIPopulation ages 25-29, male | Channel Islands | CHI | Population ages 25-29, male | SP.POP.2529.MA | 5700 | 5800
CHIPopulation ages 30-34, female | Channel Islands | CHI | Population ages 30-34, female | SP.POP.3034.FE | 5800 | 5800
CHIPopulation ages 30-34, male | Channel Islands | CHI | Population ages 30-34, male | SP.POP.3034.MA | 5900 | 5900
CHIPopulation ages 35-39, female | Channel Islands | CHI | Population ages 35-39, female | SP.POP.3539.FE | 5900 | 5900
CHIPopulation ages 35-39, male | Channel Islands | CHI | Population ages 35-39, male | SP.POP.3539.MA | 6100 | 6200
CHIPopulation ages 40-44, female | Channel Islands | CHI | Population ages 40-44, female | SP.POP.4044.FE | 5900 | 5800
CHIPopulation ages 40-44, male | Channel Islands | CHI | Population ages 40-44, male | SP.POP.4044.MA | 5900 | 5800
CHIPopulation ages 45-49, female | Channel Islands | CHI | Population ages 45-49, female | SP.POP.4549.FE | 6800 | 6700
CHIPopulation ages 45-49, male | Channel Islands | CHI | Population ages 45-49, male | SP.POP.4549.MA | 6700 | 6600
CHIPopulation ages 50-54, female | Channel Islands | CHI | Population ages 50-54, female | SP.POP.5054.FE | 6900 | 7000
CHIPopulation ages 50-54, male | Channel Islands | CHI | Population ages 50-54, male | SP.POP.5054.MA | 6700 | 6800
CHIPopulation ages 55-59, male | Channel Islands | CHI | Population ages 55-59, male | SP.POP.5559.MA | 6000 | 6100
CHIPopulation ages 55-59, female | Channel Islands | CHI | Population ages 55-59, female | SP.POP.5559.FE | 6200 | 6300
CHIPopulation ages 65-69, male | Channel Islands | CHI | Population ages 65-69, male | SP.POP.6569.MA | 4500 | 4700
CHIPopulation ages 65-69, female | Channel Islands | CHI | Population ages 65-69, female | SP.POP.6569.FE | 4600 | 4700
CHIPopulation ages 60-64, female | Channel Islands | CHI | Population ages 60-64, female | SP.POP.6064.FE | 5300 | 5400
CHIPopulation ages 60-64, male | Channel Islands | CHI | Population ages 60-64, male | SP.POP.6064.MA | 5100 | 5200
CHIPopulation ages 70-74, female | Channel Islands | CHI | Population ages 70-74, female | SP.POP.7074.FE | 3900 | 4000
CHIPopulation ages 70-74, male | Channel Islands | CHI | Population ages 70-74, male | SP.POP.7074.MA | 3500 | 3600
CHIPopulation ages 75-79, female | Channel Islands | CHI | Population ages 75-79, female | SP.POP.7579.FE | 2900 | 3000
CHIPopulation ages 75-79, male | Channel Islands | CHI | Population ages 75-79, male | SP.POP.7579.MA | 2600 | 2600
CHIPopulation ages 80 and above, female | Channel Islands | CHI | Population ages 80 and above, female | SP.POP.80UP.FE | 5100 | 5100
CHIPopulation ages 80 and above, male | Channel Islands | CHI | Population ages 80 and above, male | SP.POP.80UP.MA | 3200 | 3300
CHIPopulation, male | Channel Islands | CHI | Population, male | SP.POP.TOTL.MA.IN | 85000 | 86000
CHIPopulation, total | Channel Islands | CHI | Population, total | SP.POP.TOTL | 172000 | 174000
CHIPopulation, female | Channel Islands | CHI | Population, female | SP.POP.TOTL.FE.IN | 87000 | 88000
CHIPopulation growth (annual %) | Channel Islands | CHI | Population growth (annual %) | SP.POP.GROW | 0 | 0
CHLPopulation ages 0-14, female | Chile | CHL | Population ages 0-14, female | SP.POP.0014.FE.IN | 1814000 | 1806000
CHLPopulation ages 0-14, male | Chile | CHL | Population ages 0-14, male | SP.POP.0014.MA.IN | 1880000 | 1871000
CHLPopulation ages 00-04, female | Chile | CHL | Population ages 00-04, female | SP.POP.0004.FE | 581000 | 570000
CHLPopulation ages 00-04, male | Chile | CHL | Population ages 00-04, male | SP.POP.0004.MA | 602000 | 592000
CHLPopulation ages 05-09, female | Chile | CHL | Population ages 05-09, female | SP.POP.0509.FE | 623000 | 622000
CHLPopulation ages 05-09, male | Chile | CHL | Population ages 05-09, male | SP.POP.0509.MA | 645000 | 644000
CHLPopulation ages 10-14, female | Chile | CHL | Population ages 10-14, female | SP.POP.1014.FE | 611000 | 614000
CHLPopulation ages 10-14, male | Chile | CHL | Population ages 10-14, male | SP.POP.1014.MA | 633000 | 636000
CHLPopulation ages 15-19, female | Chile | CHL | Population ages 15-19, female | SP.POP.1519.FE | 621000 | 612000
CHLPopulation ages 15-19, male | Chile | CHL | Population ages 15-19, male | SP.POP.1519.MA | 641000 | 632000
CHLPopulation ages 20-24, female | Chile | CHL | Population ages 20-24, female | SP.POP.2024.FE | 706000 | 691000
CHLPopulation ages 20-24, male | Chile | CHL | Population ages 20-24, male | SP.POP.2024.MA | 728000 | 712000
CHLPopulation ages 25-29, female | Chile | CHL | Population ages 25-29, female | SP.POP.2529.FE | 780000 | 784000
CHLPopulation ages 25-29, male | Chile | CHL | Population ages 25-29, male | SP.POP.2529.MA | 805000 | 809000
CHLPopulation ages 30-34, female | Chile | CHL | Population ages 30-34, female | SP.POP.3034.FE | 742000 | 761000
CHLPopulation ages 30-34, male | Chile | CHL | Population ages 30-34, male | SP.POP.3034.MA | 764000 | 785000
CHLPopulation ages 35-39, female | Chile | CHL | Population ages 35-39, female | SP.POP.3539.FE | 680000 | 693000
CHLPopulation ages 35-39, male | Chile | CHL | Population ages 35-39, male | SP.POP.3539.MA | 692000 | 707000
CHLPopulation ages 40-44, female | Chile | CHL | Population ages 40-44, female | SP.POP.4044.FE | 655000 | 661000
CHLPopulation ages 40-44, male | Chile | CHL | Population ages 40-44, male | SP.POP.4044.MA | 654000 | 663000
CHLPopulation ages 45-49, female | Chile | CHL | Population ages 45-49, female | SP.POP.4549.FE | 630000 | 633000
CHLPopulation ages 45-49, male | Chile | CHL | Population ages 45-49, male | SP.POP.4549.MA | 617000 | 621000
CHLPopulation ages 50-54, female | Chile | CHL | Population ages 50-54, female | SP.POP.5054.FE | 617000 | 619000
CHLPopulation ages 50-54, male | Chile | CHL | Population ages 50-54, male | SP.POP.5054.MA | 592000 | 595000
CHLPopulation ages 55-59, male | Chile | CHL | Population ages 55-59, male | SP.POP.5559.MA | 541000 | 550000
CHLPopulation ages 55-59, female | Chile | CHL | Population ages 55-59, female | SP.POP.5559.FE | 578000 | 587000
CHLPopulation ages 65-69, male | Chile | CHL | Population ages 65-69, male | SP.POP.6569.MA | 362000 | 377000
CHLPopulation ages 65-69, female | Chile | CHL | Population ages 65-69, female | SP.POP.6569.FE | 416000 | 433000
CHLPopulation ages 60-64, female | Chile | CHL | Population ages 60-64, female | SP.POP.6064.FE | 503000 | 515000
CHLPopulation ages 60-64, male | Chile | CHL | Population ages 60-64, male | SP.POP.6064.MA | 456000 | 467000
CHLPopulation ages 70-74, female | Chile | CHL | Population ages 70-74, female | SP.POP.7074.FE | 304000 | 318000
CHLPopulation ages 70-74, male | Chile | CHL | Population ages 70-74, male | SP.POP.7074.MA | 250000 | 263000
CHLPopulation ages 75-79, female | Chile | CHL | Population ages 75-79, female | SP.POP.7579.FE | 228000 | 236000
CHLPopulation ages 75-79, male | Chile | CHL | Population ages 75-79, male | SP.POP.7579.MA | 168000 | 176000
CHLPopulation ages 80 and above, female | Chile | CHL | Population ages 80 and above, female | SP.POP.80UP.FE | 334000 | 343000
CHLPopulation ages 80 and above, male | Chile | CHL | Population ages 80 and above, male | SP.POP.80UP.MA | 189000 | 195000
CHLPopulation, male | Chile | CHL | Population, male | SP.POP.TOTL.MA.IN | 9342000 | 9426000
CHLPopulation, total | Chile | CHL | Population, total | SP.POP.TOTL | 18952000 | 19116000
CHLPopulation, female | Chile | CHL | Population, female | SP.POP.TOTL.FE.IN | 9610000 | 9691000
CHLPopulation growth (annual %) | Chile | CHL | Population growth (annual %) | SP.POP.GROW | 0 | 0
CHNPopulation ages 0-14, female | China | CHN | Population ages 0-14, female | SP.POP.0014.FE.IN | 115785000 | 115672000
CHNPopulation ages 0-14, male | China | CHN | Population ages 0-14, male | SP.POP.0014.MA.IN | 132996000 | 132538000
CHNPopulation ages 00-04, female | China | CHN | Population ages 00-04, female | SP.POP.0004.FE | 38918000 | 38435000
CHNPopulation ages 00-04, male | China | CHN | Population ages 00-04, male | SP.POP.0004.MA | 43958000 | 43284000
CHNPopulation ages 05-09, female | China | CHN | Population ages 05-09, female | SP.POP.0509.FE | 39202000 | 39350000
CHNPopulation ages 05-09, male | China | CHN | Population ages 05-09, male | SP.POP.0509.MA | 45140000 | 45099000
CHNPopulation ages 10-14, female | China | CHN | Population ages 10-14, female | SP.POP.1014.FE | 37665000 | 37887000
CHNPopulation ages 10-14, male | China | CHN | Population ages 10-14, male | SP.POP.1014.MA | 43898000 | 44154000
CHNPopulation ages 15-19, female | China | CHN | Population ages 15-19, female | SP.POP.1519.FE | 37555000 | 37231000
CHNPopulation ages 15-19, male | China | CHN | Population ages 15-19, male | SP.POP.1519.MA | 43159000 | 42940000
CHNPopulation ages 20-24, female | China | CHN | Population ages 20-24, female | SP.POP.2024.FE | 40561000 | 39806000
CHNPopulation ages 20-24, male | China | CHN | Population ages 20-24, male | SP.POP.2024.MA | 45761000 | 45054000
CHNPopulation ages 25-29, female | China | CHN | Population ages 25-29, female | SP.POP.2529.FE | 48417000 | 45241000
CHNPopulation ages 25-29, male | China | CHN | Population ages 25-29, male | SP.POP.2529.MA | 53243000 | 50165000
CHNPopulation ages 30-34, female | China | CHN | Population ages 30-34, female | SP.POP.3034.FE | 60101000 | 60653000
CHNPopulation ages 30-34, male | China | CHN | Population ages 30-34, male | SP.POP.3034.MA | 63877000 | 64692000
CHNPopulation ages 35-39, female | China | CHN | Population ages 35-39, female | SP.POP.3539.FE | 45726000 | 47461000
CHNPopulation ages 35-39, male | China | CHN | Population ages 35-39, male | SP.POP.3539.MA | 48114000 | 49992000
CHNPopulation ages 40-44, female | China | CHN | Population ages 40-44, female | SP.POP.4044.FE | 47525000 | 45746000
CHNPopulation ages 40-44, male | China | CHN | Population ages 40-44, male | SP.POP.4044.MA | 49854000 | 47990000
CHNPopulation ages 45-49, female | China | CHN | Population ages 45-49, female | SP.POP.4549.FE | 58904000 | 57118000
CHNPopulation ages 45-49, male | China | CHN | Population ages 45-49, male | SP.POP.4549.MA | 61238000 | 59561000
CHNPopulation ages 50-54, female | China | CHN | Population ages 50-54, female | SP.POP.5054.FE | 58191000 | 59487000
CHNPopulation ages 50-54, male | China | CHN | Population ages 50-54, male | SP.POP.5054.MA | 59395000 | 60704000
CHNPopulation ages 55-59, male | China | CHN | Population ages 55-59, male | SP.POP.5559.MA | 46377000 | 48641000
CHNPopulation ages 55-59, female | China | CHN | Population ages 55-59, female | SP.POP.5559.FE | 45199000 | 47496000
CHNPopulation ages 65-69, male | China | CHN | Population ages 65-69, male | SP.POP.6569.MA | 34290000 | 35564000
CHNPopulation ages 65-69, female | China | CHN | Population ages 65-69, female | SP.POP.6569.FE | 35338000 | 36631000
CHNPopulation ages 60-64, female | China | CHN | Population ages 60-64, female | SP.POP.6064.FE | 37392000 | 37579000
CHNPopulation ages 60-64, male | China | CHN | Population ages 60-64, male | SP.POP.6064.MA | 37625000 | 37891000
CHNPopulation ages 70-74, female | China | CHN | Population ages 70-74, female | SP.POP.7074.FE | 21081000 | 22904000
CHNPopulation ages 70-74, male | China | CHN | Population ages 70-74, male | SP.POP.7074.MA | 19244000 | 20860000
CHNPopulation ages 75-79, female | China | CHN | Population ages 75-79, female | SP.POP.7579.FE | 13367000 | 13959000
CHNPopulation ages 75-79, male | China | CHN | Population ages 75-79, male | SP.POP.7579.MA | 11501000 | 11885000
CHNPopulation ages 80 and above, female | China | CHN | Population ages 80 and above, female | SP.POP.80UP.FE | 15251000 | 15608000
CHNPopulation ages 80 and above, male | China | CHN | Population ages 80 and above, male | SP.POP.80UP.MA | 10230000 | 10308000
CHNPopulation, male | China | CHN | Population, male | SP.POP.TOTL.MA.IN | 716903000 | 718785000
CHNPopulation, total | China | CHN | Population, total | SP.POP.TOTL | 1397295000 | 1401379000
CHNPopulation, female | China | CHN | Population, female | SP.POP.TOTL.FE.IN | 680392000 | 682594000
CHNPopulation growth (annual %) | China | CHN | Population growth (annual %) | SP.POP.GROW | 0 | 0
COLPopulation ages 0-14, female | Colombia | COL | Population ages 0-14, female | SP.POP.0014.FE.IN | 5565000 | 5516000
COLPopulation ages 0-14, male | Colombia | COL | Population ages 0-14, male | SP.POP.0014.MA.IN | 5823000 | 5771000
COLPopulation ages 00-04, female | Colombia | COL | Population ages 00-04, female | SP.POP.0004.FE | 1821000 | 1812000
COLPopulation ages 00-04, male | Colombia | COL | Population ages 00-04, male | SP.POP.0004.MA | 1909000 | 1899000
COLPopulation ages 05-09, female | Colombia | COL | Population ages 05-09, female | SP.POP.0509.FE | 1817000 | 1810000
COLPopulation ages 05-09, male | Colombia | COL | Population ages 05-09, male | SP.POP.0509.MA | 1901000 | 1894000
COLPopulation ages 10-14, female | Colombia | COL | Population ages 10-14, female | SP.POP.1014.FE | 1926000 | 1895000
COLPopulation ages 10-14, male | Colombia | COL | Population ages 10-14, male | SP.POP.1014.MA | 2012000 | 1979000
COLPopulation ages 15-19, female | Colombia | COL | Population ages 15-19, female | SP.POP.1519.FE | 2103000 | 2080000
COLPopulation ages 15-19, male | Colombia | COL | Population ages 15-19, male | SP.POP.1519.MA | 2190000 | 2167000
COLPopulation ages 20-24, female | Colombia | COL | Population ages 20-24, female | SP.POP.2024.FE | 2175000 | 2175000
COLPopulation ages 20-24, male | Colombia | COL | Population ages 20-24, male | SP.POP.2024.MA | 2245000 | 2247000
COLPopulation ages 25-29, female | Colombia | COL | Population ages 25-29, female | SP.POP.2529.FE | 2158000 | 2191000
COLPopulation ages 25-29, male | Colombia | COL | Population ages 25-29, male | SP.POP.2529.MA | 2201000 | 2235000
COLPopulation ages 30-34, female | Colombia | COL | Population ages 30-34, female | SP.POP.3034.FE | 1989000 | 2025000
COLPopulation ages 30-34, male | Colombia | COL | Population ages 30-34, male | SP.POP.3034.MA | 1989000 | 2032000
COLPopulation ages 35-39, female | Colombia | COL | Population ages 35-39, female | SP.POP.3539.FE | 1877000 | 1903000
COLPopulation ages 35-39, male | Colombia | COL | Population ages 35-39, male | SP.POP.3539.MA | 1812000 | 1850000
COLPopulation ages 40-44, female | Colombia | COL | Population ages 40-44, female | SP.POP.4044.FE | 1741000 | 1773000
COLPopulation ages 40-44, male | Colombia | COL | Population ages 40-44, male | SP.POP.4044.MA | 1602000 | 1648000
COLPopulation ages 45-49, female | Colombia | COL | Population ages 45-49, female | SP.POP.4549.FE | 1591000 | 1607000
COLPopulation ages 45-49, male | Colombia | COL | Population ages 45-49, male | SP.POP.4549.MA | 1405000 | 1422000
COLPopulation ages 50-54, female | Colombia | COL | Population ages 50-54, female | SP.POP.5054.FE | 1524000 | 1537000
COLPopulation ages 50-54, male | Colombia | COL | Population ages 50-54, male | SP.POP.5054.MA | 1364000 | 1371000
COLPopulation ages 55-59, male | Colombia | COL | Population ages 55-59, male | SP.POP.5559.MA | 1201000 | 1240000
COLPopulation ages 55-59, female | Colombia | COL | Population ages 55-59, female | SP.POP.5559.FE | 1357000 | 1396000
COLPopulation ages 65-69, male | Colombia | COL | Population ages 65-69, male | SP.POP.6569.MA | 743000 | 772000
COLPopulation ages 65-69, female | Colombia | COL | Population ages 65-69, female | SP.POP.6569.FE | 875000 | 913000
COLPopulation ages 60-64, female | Colombia | COL | Population ages 60-64, female | SP.POP.6064.FE | 1092000 | 1129000
COLPopulation ages 60-64, male | Colombia | COL | Population ages 60-64, male | SP.POP.6064.MA | 924000 | 957000
COLPopulation ages 70-74, female | Colombia | COL | Population ages 70-74, female | SP.POP.7074.FE | 616000 | 650000
COLPopulation ages 70-74, male | Colombia | COL | Population ages 70-74, male | SP.POP.7074.MA | 509000 | 538000
COLPopulation ages 75-79, female | Colombia | COL | Population ages 75-79, female | SP.POP.7579.FE | 427000 | 446000
COLPopulation ages 75-79, male | Colombia | COL | Population ages 75-79, male | SP.POP.7579.MA | 331000 | 346000
COLPopulation ages 80 and above, female | Colombia | COL | Population ages 80 and above, female | SP.POP.80UP.FE | 536000 | 557000
COLPopulation ages 80 and above, male | Colombia | COL | Population ages 80 and above, male | SP.POP.80UP.MA | 376000 | 389000
COLPopulation, male | Colombia | COL | Population, male | SP.POP.TOTL.MA.IN | 24713000 | 24985000
COLPopulation, total | Colombia | COL | Population, total | SP.POP.TOTL | 50339000 | 50883000
COLPopulation, female | Colombia | COL | Population, female | SP.POP.TOTL.FE.IN | 25626000 | 25898000
COLPopulation growth (annual %) | Colombia | COL | Population growth (annual %) | SP.POP.GROW | 0 | 0
COMPopulation ages 0-14, female | Comoros | COM | Population ages 0-14, female | SP.POP.0014.FE.IN | 164000 | 167000
COMPopulation ages 0-14, male | Comoros | COM | Population ages 0-14, male | SP.POP.0014.MA.IN | 170000 | 173000
COMPopulation ages 00-04, female | Comoros | COM | Population ages 00-04, female | SP.POP.0004.FE | 60000 | 61000
COMPopulation ages 00-04, male | Comoros | COM | Population ages 00-04, male | SP.POP.0004.MA | 62000 | 63000
COMPopulation ages 05-09, female | Comoros | COM | Population ages 05-09, female | SP.POP.0509.FE | 55000 | 56000
COMPopulation ages 05-09, male | Comoros | COM | Population ages 05-09, male | SP.POP.0509.MA | 57000 | 58000
COMPopulation ages 10-14, female | Comoros | COM | Population ages 10-14, female | SP.POP.1014.FE | 49000 | 50000
COMPopulation ages 10-14, male | Comoros | COM | Population ages 10-14, male | SP.POP.1014.MA | 51000 | 52000
COMPopulation ages 15-19, female | Comoros | COM | Population ages 15-19, female | SP.POP.1519.FE | 43000 | 44000
COMPopulation ages 15-19, male | Comoros | COM | Population ages 15-19, male | SP.POP.1519.MA | 45000 | 46000
COMPopulation ages 20-24, female | Comoros | COM | Population ages 20-24, female | SP.POP.2024.FE | 38000 | 39000
COMPopulation ages 20-24, male | Comoros | COM | Population ages 20-24, male | SP.POP.2024.MA | 40000 | 40000
COMPopulation ages 25-29, female | Comoros | COM | Population ages 25-29, female | SP.POP.2529.FE | 35000 | 35000
COMPopulation ages 25-29, male | Comoros | COM | Population ages 25-29, male | SP.POP.2529.MA | 36000 | 36000
COMPopulation ages 30-34, female | Comoros | COM | Population ages 30-34, female | SP.POP.3034.FE | 31000 | 31000
COMPopulation ages 30-34, male | Comoros | COM | Population ages 30-34, male | SP.POP.3034.MA | 31000 | 32000
COMPopulation ages 35-39, female | Comoros | COM | Population ages 35-39, female | SP.POP.3539.FE | 26000 | 27000
COMPopulation ages 35-39, male | Comoros | COM | Population ages 35-39, male | SP.POP.3539.MA | 26000 | 27000
COMPopulation ages 40-44, female | Comoros | COM | Population ages 40-44, female | SP.POP.4044.FE | 20000 | 21000
COMPopulation ages 40-44, male | Comoros | COM | Population ages 40-44, male | SP.POP.4044.MA | 21000 | 21000
COMPopulation ages 45-49, female | Comoros | COM | Population ages 45-49, female | SP.POP.4549.FE | 17000 | 17000
COMPopulation ages 45-49, male | Comoros | COM | Population ages 45-49, male | SP.POP.4549.MA | 17000 | 17000
COMPopulation ages 50-54, female | Comoros | COM | Population ages 50-54, female | SP.POP.5054.FE | 14000 | 14000
COMPopulation ages 50-54, male | Comoros | COM | Population ages 50-54, male | SP.POP.5054.MA | 14000 | 14000
COMPopulation ages 55-59, male | Comoros | COM | Population ages 55-59, male | SP.POP.5559.MA | 11000 | 11000
COMPopulation ages 55-59, female | Comoros | COM | Population ages 55-59, female | SP.POP.5559.FE | 11000 | 12000
COMPopulation ages 65-69, male | Comoros | COM | Population ages 65-69, male | SP.POP.6569.MA | 5400 | 5700
COMPopulation ages 65-69, female | Comoros | COM | Population ages 65-69, female | SP.POP.6569.FE | 6000 | 6400
COMPopulation ages 60-64, female | Comoros | COM | Population ages 60-64, female | SP.POP.6064.FE | 8700 | 9100
COMPopulation ages 60-64, male | Comoros | COM | Population ages 60-64, male | SP.POP.6064.MA | 8100 | 8500
COMPopulation ages 70-74, female | Comoros | COM | Population ages 70-74, female | SP.POP.7074.FE | 3700 | 3800
COMPopulation ages 70-74, male | Comoros | COM | Population ages 70-74, male | SP.POP.7074.MA | 3200 | 3300
COMPopulation ages 75-79, female | Comoros | COM | Population ages 75-79, female | SP.POP.7579.FE | 2500 | 2500
COMPopulation ages 75-79, male | Comoros | COM | Population ages 75-79, male | SP.POP.7579.MA | 2000 | 2000
COMPopulation ages 80 and above, female | Comoros | COM | Population ages 80 and above, female | SP.POP.80UP.FE | 1900 | 1900
COMPopulation ages 80 and above, male | Comoros | COM | Population ages 80 and above, male | SP.POP.80UP.MA | 1300 | 1300
COMPopulation, male | Comoros | COM | Population, male | SP.POP.TOTL.MA.IN | 429000 | 439000
COMPopulation, total | Comoros | COM | Population, total | SP.POP.TOTL | 851000 | 870000
COMPopulation, female | Comoros | COM | Population, female | SP.POP.TOTL.FE.IN | 422000 | 431000
COMPopulation growth (annual %) | Comoros | COM | Population growth (annual %) | SP.POP.GROW | 0 | 0
CODPopulation ages 0-14, female | Congo, Dem. Rep. | COD | Population ages 0-14, female | SP.POP.0014.FE.IN | 19790000 | 20329000
CODPopulation ages 0-14, male | Congo, Dem. Rep. | COD | Population ages 0-14, male | SP.POP.0014.MA.IN | 20135000 | 20686000
CODPopulation ages 00-04, female | Congo, Dem. Rep. | COD | Population ages 00-04, female | SP.POP.0004.FE | 7675000 | 7836000
CODPopulation ages 00-04, male | Congo, Dem. Rep. | COD | Population ages 00-04, male | SP.POP.0004.MA | 7828000 | 7992000
CODPopulation ages 05-09, female | Congo, Dem. Rep. | COD | Population ages 05-09, female | SP.POP.0509.FE | 6592000 | 6771000
CODPopulation ages 05-09, male | Congo, Dem. Rep. | COD | Population ages 05-09, male | SP.POP.0509.MA | 6706000 | 6888000
CODPopulation ages 10-14, female | Congo, Dem. Rep. | COD | Population ages 10-14, female | SP.POP.1014.FE | 5523000 | 5722000
CODPopulation ages 10-14, male | Congo, Dem. Rep. | COD | Population ages 10-14, male | SP.POP.1014.MA | 5601000 | 5806000
CODPopulation ages 15-19, female | Congo, Dem. Rep. | COD | Population ages 15-19, female | SP.POP.1519.FE | 4534000 | 4712000
CODPopulation ages 15-19, male | Congo, Dem. Rep. | COD | Population ages 15-19, male | SP.POP.1519.MA | 4576000 | 4761000
CODPopulation ages 20-24, female | Congo, Dem. Rep. | COD | Population ages 20-24, female | SP.POP.2024.FE | 3727000 | 3861000
CODPopulation ages 20-24, male | Congo, Dem. Rep. | COD | Population ages 20-24, male | SP.POP.2024.MA | 3734000 | 3869000
CODPopulation ages 25-29, female | Congo, Dem. Rep. | COD | Population ages 25-29, female | SP.POP.2529.FE | 3118000 | 3223000
CODPopulation ages 25-29, male | Congo, Dem. Rep. | COD | Population ages 25-29, male | SP.POP.2529.MA | 3112000 | 3216000
CODPopulation ages 30-34, female | Congo, Dem. Rep. | COD | Population ages 30-34, female | SP.POP.3034.FE | 2592000 | 2681000
CODPopulation ages 30-34, male | Congo, Dem. Rep. | COD | Population ages 30-34, male | SP.POP.3034.MA | 2571000 | 2660000
CODPopulation ages 35-39, female | Congo, Dem. Rep. | COD | Population ages 35-39, female | SP.POP.3539.FE | 2150000 | 2225000
CODPopulation ages 35-39, male | Congo, Dem. Rep. | COD | Population ages 35-39, male | SP.POP.3539.MA | 2121000 | 2196000
CODPopulation ages 40-44, female | Congo, Dem. Rep. | COD | Population ages 40-44, female | SP.POP.4044.FE | 1771000 | 1833000
CODPopulation ages 40-44, male | Congo, Dem. Rep. | COD | Population ages 40-44, male | SP.POP.4044.MA | 1735000 | 1796000
CODPopulation ages 45-49, female | Congo, Dem. Rep. | COD | Population ages 45-49, female | SP.POP.4549.FE | 1459000 | 1509000
CODPopulation ages 45-49, male | Congo, Dem. Rep. | COD | Population ages 45-49, male | SP.POP.4549.MA | 1419000 | 1468000
CODPopulation ages 50-54, female | Congo, Dem. Rep. | COD | Population ages 50-54, female | SP.POP.5054.FE | 1194000 | 1235000
CODPopulation ages 50-54, male | Congo, Dem. Rep. | COD | Population ages 50-54, male | SP.POP.5054.MA | 1145000 | 1186000
CODPopulation ages 55-59, male | Congo, Dem. Rep. | COD | Population ages 55-59, male | SP.POP.5559.MA | 900000 | 934000
CODPopulation ages 55-59, female | Congo, Dem. Rep. | COD | Population ages 55-59, female | SP.POP.5559.FE | 956000 | 991000
CODPopulation ages 65-69, male | Congo, Dem. Rep. | COD | Population ages 65-69, male | SP.POP.6569.MA | 500000 | 518000
CODPopulation ages 65-69, female | Congo, Dem. Rep. | COD | Population ages 65-69, female | SP.POP.6569.FE | 564000 | 581000
CODPopulation ages 60-64, female | Congo, Dem. Rep. | COD | Population ages 60-64, female | SP.POP.6064.FE | 746000 | 774000
CODPopulation ages 60-64, male | Congo, Dem. Rep. | COD | Population ages 60-64, male | SP.POP.6064.MA | 685000 | 712000
CODPopulation ages 70-74, female | Congo, Dem. Rep. | COD | Population ages 70-74, female | SP.POP.7074.FE | 417000 | 429000
CODPopulation ages 70-74, male | Congo, Dem. Rep. | COD | Population ages 70-74, male | SP.POP.7074.MA | 347000 | 360000
CODPopulation ages 75-79, female | Congo, Dem. Rep. | COD | Population ages 75-79, female | SP.POP.7579.FE | 259000 | 269000
CODPopulation ages 75-79, male | Congo, Dem. Rep. | COD | Population ages 75-79, male | SP.POP.7579.MA | 202000 | 211000
CODPopulation ages 80 and above, female | Congo, Dem. Rep. | COD | Population ages 80 and above, female | SP.POP.80UP.FE | 195000 | 198000
CODPopulation ages 80 and above, male | Congo, Dem. Rep. | COD | Population ages 80 and above, male | SP.POP.80UP.MA | 135000 | 137000
CODPopulation, male | Congo, Dem. Rep. | COD | Population, male | SP.POP.TOTL.MA.IN | 43319000 | 44710000
CODPopulation, total | Congo, Dem. Rep. | COD | Population, total | SP.POP.TOTL | 86791000 | 89561000
CODPopulation, female | Congo, Dem. Rep. | COD | Population, female | SP.POP.TOTL.FE.IN | 43471000 | 44851000
CODPopulation growth (annual %) | Congo, Dem. Rep. | COD | Population growth (annual %) | SP.POP.GROW | 0 | 0
COGPopulation ages 0-14, female | Congo, Rep. | COG | Population ages 0-14, female | SP.POP.0014.FE.IN | 1107000 | 1128000
COGPopulation ages 0-14, male | Congo, Rep. | COG | Population ages 0-14, male | SP.POP.0014.MA.IN | 1127000 | 1149000
COGPopulation ages 00-04, female | Congo, Rep. | COG | Population ages 00-04, female | SP.POP.0004.FE | 402000 | 407000
COGPopulation ages 00-04, male | Congo, Rep. | COG | Population ages 00-04, male | SP.POP.0004.MA | 411000 | 415000
COGPopulation ages 05-09, female | Congo, Rep. | COG | Population ages 05-09, female | SP.POP.0509.FE | 375000 | 382000
COGPopulation ages 05-09, male | Congo, Rep. | COG | Population ages 05-09, male | SP.POP.0509.MA | 382000 | 389000
COGPopulation ages 10-14, female | Congo, Rep. | COG | Population ages 10-14, female | SP.POP.1014.FE | 330000 | 340000
COGPopulation ages 10-14, male | Congo, Rep. | COG | Population ages 10-14, male | SP.POP.1014.MA | 335000 | 345000
COGPopulation ages 15-19, female | Congo, Rep. | COG | Population ages 15-19, female | SP.POP.1519.FE | 275000 | 285000
COGPopulation ages 15-19, male | Congo, Rep. | COG | Population ages 15-19, male | SP.POP.1519.MA | 278000 | 288000
COGPopulation ages 20-24, female | Congo, Rep. | COG | Population ages 20-24, female | SP.POP.2024.FE | 229000 | 237000
COGPopulation ages 20-24, male | Congo, Rep. | COG | Population ages 20-24, male | SP.POP.2024.MA | 231000 | 239000
COGPopulation ages 25-29, female | Congo, Rep. | COG | Population ages 25-29, female | SP.POP.2529.FE | 194000 | 199000
COGPopulation ages 25-29, male | Congo, Rep. | COG | Population ages 25-29, male | SP.POP.2529.MA | 195000 | 199000
COGPopulation ages 30-34, female | Congo, Rep. | COG | Population ages 30-34, female | SP.POP.3034.FE | 175000 | 177000
COGPopulation ages 30-34, male | Congo, Rep. | COG | Population ages 30-34, male | SP.POP.3034.MA | 175000 | 177000
COGPopulation ages 35-39, female | Congo, Rep. | COG | Population ages 35-39, female | SP.POP.3539.FE | 162000 | 163000
COGPopulation ages 35-39, male | Congo, Rep. | COG | Population ages 35-39, male | SP.POP.3539.MA | 161000 | 163000
COGPopulation ages 40-44, female | Congo, Rep. | COG | Population ages 40-44, female | SP.POP.4044.FE | 143000 | 147000
COGPopulation ages 40-44, male | Congo, Rep. | COG | Population ages 40-44, male | SP.POP.4044.MA | 143000 | 147000
COGPopulation ages 45-49, female | Congo, Rep. | COG | Population ages 45-49, female | SP.POP.4549.FE | 117000 | 121000
COGPopulation ages 45-49, male | Congo, Rep. | COG | Population ages 45-49, male | SP.POP.4549.MA | 117000 | 121000
COGPopulation ages 50-54, female | Congo, Rep. | COG | Population ages 50-54, female | SP.POP.5054.FE | 91000 | 95000
COGPopulation ages 50-54, male | Congo, Rep. | COG | Population ages 50-54, male | SP.POP.5054.MA | 90000 | 94000
COGPopulation ages 55-59, male | Congo, Rep. | COG | Population ages 55-59, male | SP.POP.5559.MA | 64000 | 68000
COGPopulation ages 55-59, female | Congo, Rep. | COG | Population ages 55-59, female | SP.POP.5559.FE | 67000 | 71000
COGPopulation ages 65-69, male | Congo, Rep. | COG | Population ages 65-69, male | SP.POP.6569.MA | 29000 | 31000
COGPopulation ages 65-69, female | Congo, Rep. | COG | Population ages 65-69, female | SP.POP.6569.FE | 35000 | 37000
COGPopulation ages 60-64, female | Congo, Rep. | COG | Population ages 60-64, female | SP.POP.6064.FE | 49000 | 51000
COGPopulation ages 60-64, male | Congo, Rep. | COG | Population ages 60-64, male | SP.POP.6064.MA | 44000 | 46000
COGPopulation ages 70-74, female | Congo, Rep. | COG | Population ages 70-74, female | SP.POP.7074.FE | 24000 | 25000
COGPopulation ages 70-74, male | Congo, Rep. | COG | Population ages 70-74, male | SP.POP.7074.MA | 18000 | 19000
COGPopulation ages 75-79, female | Congo, Rep. | COG | Population ages 75-79, female | SP.POP.7579.FE | 15000 | 15000
COGPopulation ages 75-79, male | Congo, Rep. | COG | Population ages 75-79, male | SP.POP.7579.MA | 9900 | 10000
COGPopulation ages 80 and above, female | Congo, Rep. | COG | Population ages 80 and above, female | SP.POP.80UP.FE | 9900 | 10000
COGPopulation ages 80 and above, male | Congo, Rep. | COG | Population ages 80 and above, male | SP.POP.80UP.MA | 5600 | 5600
COGPopulation, male | Congo, Rep. | COG | Population, male | SP.POP.TOTL.MA.IN | 2687000 | 2757000
COGPopulation, total | Congo, Rep. | COG | Population, total | SP.POP.TOTL | 5381000 | 5518000
COGPopulation, female | Congo, Rep. | COG | Population, female | SP.POP.TOTL.FE.IN | 2693000 | 2761000
COGPopulation growth (annual %) | Congo, Rep. | COG | Population growth (annual %) | SP.POP.GROW | 0 | 0
CRIPopulation ages 0-14, female | Costa Rica | CRI | Population ages 0-14, female | SP.POP.0014.FE.IN | 520000 | 518000
CRIPopulation ages 0-14, male | Costa Rica | CRI | Population ages 0-14, male | SP.POP.0014.MA.IN | 544000 | 543000
CRIPopulation ages 00-04, female | Costa Rica | CRI | Population ages 00-04, female | SP.POP.0004.FE | 171000 | 170000
CRIPopulation ages 00-04, male | Costa Rica | CRI | Population ages 00-04, male | SP.POP.0004.MA | 180000 | 178000
CRIPopulation ages 05-09, female | Costa Rica | CRI | Population ages 05-09, female | SP.POP.0509.FE | 175000 | 175000
CRIPopulation ages 05-09, male | Costa Rica | CRI | Population ages 05-09, male | SP.POP.0509.MA | 183000 | 183000
CRIPopulation ages 10-14, female | Costa Rica | CRI | Population ages 10-14, female | SP.POP.1014.FE | 174000 | 174000
CRIPopulation ages 10-14, male | Costa Rica | CRI | Population ages 10-14, male | SP.POP.1014.MA | 182000 | 182000
CRIPopulation ages 15-19, female | Costa Rica | CRI | Population ages 15-19, female | SP.POP.1519.FE | 180000 | 178000
CRIPopulation ages 15-19, male | Costa Rica | CRI | Population ages 15-19, male | SP.POP.1519.MA | 189000 | 186000
CRIPopulation ages 20-24, female | Costa Rica | CRI | Population ages 20-24, female | SP.POP.2024.FE | 199000 | 196000
CRIPopulation ages 20-24, male | Costa Rica | CRI | Population ages 20-24, male | SP.POP.2024.MA | 207000 | 204000
CRIPopulation ages 25-29, female | Costa Rica | CRI | Population ages 25-29, female | SP.POP.2529.FE | 210000 | 209000
CRIPopulation ages 25-29, male | Costa Rica | CRI | Population ages 25-29, male | SP.POP.2529.MA | 217000 | 216000
CRIPopulation ages 30-34, female | Costa Rica | CRI | Population ages 30-34, female | SP.POP.3034.FE | 211000 | 213000
CRIPopulation ages 30-34, male | Costa Rica | CRI | Population ages 30-34, male | SP.POP.3034.MA | 216000 | 218000
CRIPopulation ages 35-39, female | Costa Rica | CRI | Population ages 35-39, female | SP.POP.3539.FE | 192000 | 196000
CRIPopulation ages 35-39, male | Costa Rica | CRI | Population ages 35-39, male | SP.POP.3539.MA | 194000 | 199000
CRIPopulation ages 40-44, female | Costa Rica | CRI | Population ages 40-44, female | SP.POP.4044.FE | 169000 | 174000
CRIPopulation ages 40-44, male | Costa Rica | CRI | Population ages 40-44, male | SP.POP.4044.MA | 169000 | 174000
CRIPopulation ages 45-49, female | Costa Rica | CRI | Population ages 45-49, female | SP.POP.4549.FE | 152000 | 153000
CRIPopulation ages 45-49, male | Costa Rica | CRI | Population ages 45-49, male | SP.POP.4549.MA | 148000 | 149000
CRIPopulation ages 50-54, female | Costa Rica | CRI | Population ages 50-54, female | SP.POP.5054.FE | 156000 | 155000
CRIPopulation ages 50-54, male | Costa Rica | CRI | Population ages 50-54, male | SP.POP.5054.MA | 151000 | 150000
CRIPopulation ages 55-59, male | Costa Rica | CRI | Population ages 55-59, male | SP.POP.5559.MA | 143000 | 146000
CRIPopulation ages 55-59, female | Costa Rica | CRI | Population ages 55-59, female | SP.POP.5559.FE | 149000 | 152000
CRIPopulation ages 65-69, male | Costa Rica | CRI | Population ages 65-69, male | SP.POP.6569.MA | 82000 | 86000
CRIPopulation ages 65-69, female | Costa Rica | CRI | Population ages 65-69, female | SP.POP.6569.FE | 89000 | 93000
CRIPopulation ages 60-64, female | Costa Rica | CRI | Population ages 60-64, female | SP.POP.6064.FE | 119000 | 125000
CRIPopulation ages 60-64, male | Costa Rica | CRI | Population ages 60-64, male | SP.POP.6064.MA | 113000 | 119000
CRIPopulation ages 70-74, female | Costa Rica | CRI | Population ages 70-74, female | SP.POP.7074.FE | 69000 | 73000
CRIPopulation ages 70-74, male | Costa Rica | CRI | Population ages 70-74, male | SP.POP.7074.MA | 63000 | 66000
CRIPopulation ages 75-79, female | Costa Rica | CRI | Population ages 75-79, female | SP.POP.7579.FE | 47000 | 50000
CRIPopulation ages 75-79, male | Costa Rica | CRI | Population ages 75-79, male | SP.POP.7579.MA | 40000 | 43000
CRIPopulation ages 80 and above, female | Costa Rica | CRI | Population ages 80 and above, female | SP.POP.80UP.FE | 62000 | 65000
CRIPopulation ages 80 and above, male | Costa Rica | CRI | Population ages 80 and above, male | SP.POP.80UP.MA | 46000 | 48000
CRIPopulation, male | Costa Rica | CRI | Population, male | SP.POP.TOTL.MA.IN | 2523000 | 2545000
CRIPopulation, total | Costa Rica | CRI | Population, total | SP.POP.TOTL | 5048000 | 5094000
CRIPopulation, female | Costa Rica | CRI | Population, female | SP.POP.TOTL.FE.IN | 2525000 | 2549000
CRIPopulation growth (annual %) | Costa Rica | CRI | Population growth (annual %) | SP.POP.GROW | 0 | 0
CIVPopulation ages 0-14, female | Cote d'Ivoire | CIV | Population ages 0-14, female | SP.POP.0014.FE.IN | 5338000 | 5447000
CIVPopulation ages 0-14, male | Cote d'Ivoire | CIV | Population ages 0-14, male | SP.POP.0014.MA.IN | 5390000 | 5502000
CIVPopulation ages 00-04, female | Cote d'Ivoire | CIV | Population ages 00-04, female | SP.POP.0004.FE | 2013000 | 2053000
CIVPopulation ages 00-04, male | Cote d'Ivoire | CIV | Population ages 00-04, male | SP.POP.0004.MA | 2038000 | 2078000
CIVPopulation ages 05-09, female | Cote d'Ivoire | CIV | Population ages 05-09, female | SP.POP.0509.FE | 1760000 | 1801000
CIVPopulation ages 05-09, male | Cote d'Ivoire | CIV | Population ages 05-09, male | SP.POP.0509.MA | 1777000 | 1818000
CIVPopulation ages 10-14, female | Cote d'Ivoire | CIV | Population ages 10-14, female | SP.POP.1014.FE | 1565000 | 1594000
CIVPopulation ages 10-14, male | Cote d'Ivoire | CIV | Population ages 10-14, male | SP.POP.1014.MA | 1575000 | 1605000
CIVPopulation ages 15-19, female | Cote d'Ivoire | CIV | Population ages 15-19, female | SP.POP.1519.FE | 1424000 | 1452000
CIVPopulation ages 15-19, male | Cote d'Ivoire | CIV | Population ages 15-19, male | SP.POP.1519.MA | 1423000 | 1453000
CIVPopulation ages 20-24, female | Cote d'Ivoire | CIV | Population ages 20-24, female | SP.POP.2024.FE | 1239000 | 1274000
CIVPopulation ages 20-24, male | Cote d'Ivoire | CIV | Population ages 20-24, male | SP.POP.2024.MA | 1228000 | 1264000
CIVPopulation ages 25-29, female | Cote d'Ivoire | CIV | Population ages 25-29, female | SP.POP.2529.FE | 1031000 | 1066000
CIVPopulation ages 25-29, male | Cote d'Ivoire | CIV | Population ages 25-29, male | SP.POP.2529.MA | 1022000 | 1057000
CIVPopulation ages 30-34, female | Cote d'Ivoire | CIV | Population ages 30-34, female | SP.POP.3034.FE | 845000 | 874000
CIVPopulation ages 30-34, male | Cote d'Ivoire | CIV | Population ages 30-34, male | SP.POP.3034.MA | 839000 | 867000
CIVPopulation ages 35-39, female | Cote d'Ivoire | CIV | Population ages 35-39, female | SP.POP.3539.FE | 693000 | 715000
CIVPopulation ages 35-39, male | Cote d'Ivoire | CIV | Population ages 35-39, male | SP.POP.3539.MA | 697000 | 716000
CIVPopulation ages 40-44, female | Cote d'Ivoire | CIV | Population ages 40-44, female | SP.POP.4044.FE | 563000 | 584000
CIVPopulation ages 40-44, male | Cote d'Ivoire | CIV | Population ages 40-44, male | SP.POP.4044.MA | 583000 | 601000
CIVPopulation ages 45-49, female | Cote d'Ivoire | CIV | Population ages 45-49, female | SP.POP.4549.FE | 433000 | 451000
CIVPopulation ages 45-49, male | Cote d'Ivoire | CIV | Population ages 45-49, male | SP.POP.4549.MA | 466000 | 481000
CIVPopulation ages 50-54, female | Cote d'Ivoire | CIV | Population ages 50-54, female | SP.POP.5054.FE | 339000 | 351000
CIVPopulation ages 50-54, male | Cote d'Ivoire | CIV | Population ages 50-54, male | SP.POP.5054.MA | 379000 | 388000
CIVPopulation ages 55-59, male | Cote d'Ivoire | CIV | Population ages 55-59, male | SP.POP.5559.MA | 312000 | 318000
CIVPopulation ages 55-59, female | Cote d'Ivoire | CIV | Population ages 55-59, female | SP.POP.5559.FE | 273000 | 281000
CIVPopulation ages 65-69, male | Cote d'Ivoire | CIV | Population ages 65-69, male | SP.POP.6569.MA | 179000 | 185000
CIVPopulation ages 65-69, female | Cote d'Ivoire | CIV | Population ages 65-69, female | SP.POP.6569.FE | 155000 | 162000
CIVPopulation ages 60-64, female | Cote d'Ivoire | CIV | Population ages 60-64, female | SP.POP.6064.FE | 215000 | 221000
CIVPopulation ages 60-64, male | Cote d'Ivoire | CIV | Population ages 60-64, male | SP.POP.6064.MA | 248000 | 253000
CIVPopulation ages 70-74, female | Cote d'Ivoire | CIV | Population ages 70-74, female | SP.POP.7074.FE | 96000 | 99000
CIVPopulation ages 70-74, male | Cote d'Ivoire | CIV | Population ages 70-74, male | SP.POP.7074.MA | 112000 | 115000
CIVPopulation ages 75-79, female | Cote d'Ivoire | CIV | Population ages 75-79, female | SP.POP.7579.FE | 61000 | 61000
CIVPopulation ages 75-79, male | Cote d'Ivoire | CIV | Population ages 75-79, male | SP.POP.7579.MA | 64000 | 66000
CIVPopulation ages 80 and above, female | Cote d'Ivoire | CIV | Population ages 80 and above, female | SP.POP.80UP.FE | 38000 | 37000
CIVPopulation ages 80 and above, male | Cote d'Ivoire | CIV | Population ages 80 and above, male | SP.POP.80UP.MA | 34000 | 34000
CIVPopulation, male | Cote d'Ivoire | CIV | Population, male | SP.POP.TOTL.MA.IN | 12974000 | 13300000
CIVPopulation, total | Cote d'Ivoire | CIV | Population, total | SP.POP.TOTL | 25717000 | 26378000
CIVPopulation, female | Cote d'Ivoire | CIV | Population, female | SP.POP.TOTL.FE.IN | 12742000 | 13078000
CIVPopulation growth (annual %) | Cote d'Ivoire | CIV | Population growth (annual %) | SP.POP.GROW | 0 | 0
HRVPopulation ages 0-14, female | Croatia | HRV | Population ages 0-14, female | SP.POP.0014.FE.IN | 288000 | 286000
HRVPopulation ages 0-14, male | Croatia | HRV | Population ages 0-14, male | SP.POP.0014.MA.IN | 305000 | 303000
HRVPopulation ages 00-04, female | Croatia | HRV | Population ages 00-04, female | SP.POP.0004.FE | 89000 | 88000
HRVPopulation ages 00-04, male | Croatia | HRV | Population ages 00-04, male | SP.POP.0004.MA | 95000 | 94000
HRVPopulation ages 05-09, female | Croatia | HRV | Population ages 05-09, female | SP.POP.0509.FE | 98000 | 96000
HRVPopulation ages 05-09, male | Croatia | HRV | Population ages 05-09, male | SP.POP.0509.MA | 105000 | 103000
HRVPopulation ages 10-14, female | Croatia | HRV | Population ages 10-14, female | SP.POP.1014.FE | 100000 | 102000
HRVPopulation ages 10-14, male | Croatia | HRV | Population ages 10-14, male | SP.POP.1014.MA | 105000 | 107000
HRVPopulation ages 15-19, female | Croatia | HRV | Population ages 15-19, female | SP.POP.1519.FE | 97000 | 94000
HRVPopulation ages 15-19, male | Croatia | HRV | Population ages 15-19, male | SP.POP.1519.MA | 102000 | 100000
HRVPopulation ages 20-24, female | Croatia | HRV | Population ages 20-24, female | SP.POP.2024.FE | 116000 | 114000
HRVPopulation ages 20-24, male | Croatia | HRV | Population ages 20-24, male | SP.POP.2024.MA | 121000 | 120000
HRVPopulation ages 25-29, female | Croatia | HRV | Population ages 25-29, female | SP.POP.2529.FE | 116000 | 114000
HRVPopulation ages 25-29, male | Croatia | HRV | Population ages 25-29, male | SP.POP.2529.MA | 121000 | 119000
HRVPopulation ages 30-34, female | Croatia | HRV | Population ages 30-34, female | SP.POP.3034.FE | 128000 | 125000
HRVPopulation ages 30-34, male | Croatia | HRV | Population ages 30-34, male | SP.POP.3034.MA | 132000 | 129000
HRVPopulation ages 35-39, female | Croatia | HRV | Population ages 35-39, female | SP.POP.3539.FE | 138000 | 137000
HRVPopulation ages 35-39, male | Croatia | HRV | Population ages 35-39, male | SP.POP.3539.MA | 143000 | 141000
HRVPopulation ages 40-44, female | Croatia | HRV | Population ages 40-44, female | SP.POP.4044.FE | 139000 | 140000
HRVPopulation ages 40-44, male | Croatia | HRV | Population ages 40-44, male | SP.POP.4044.MA | 143000 | 144000
HRVPopulation ages 45-49, female | Croatia | HRV | Population ages 45-49, female | SP.POP.4549.FE | 133000 | 132000
HRVPopulation ages 45-49, male | Croatia | HRV | Population ages 45-49, male | SP.POP.4549.MA | 133000 | 133000
HRVPopulation ages 50-54, female | Croatia | HRV | Population ages 50-54, female | SP.POP.5054.FE | 143000 | 140000
HRVPopulation ages 50-54, male | Croatia | HRV | Population ages 50-54, male | SP.POP.5054.MA | 139000 | 137000
HRVPopulation ages 55-59, male | Croatia | HRV | Population ages 55-59, male | SP.POP.5559.MA | 144000 | 144000
HRVPopulation ages 55-59, female | Croatia | HRV | Population ages 55-59, female | SP.POP.5559.FE | 154000 | 153000
HRVPopulation ages 65-69, male | Croatia | HRV | Population ages 65-69, male | SP.POP.6569.MA | 124000 | 128000
HRVPopulation ages 65-69, female | Croatia | HRV | Population ages 65-69, female | SP.POP.6569.FE | 142000 | 145000
HRVPopulation ages 60-64, female | Croatia | HRV | Population ages 60-64, female | SP.POP.6064.FE | 150000 | 150000
HRVPopulation ages 60-64, male | Croatia | HRV | Population ages 60-64, male | SP.POP.6064.MA | 137000 | 136000
HRVPopulation ages 70-74, female | Croatia | HRV | Population ages 70-74, female | SP.POP.7074.FE | 112000 | 116000
HRVPopulation ages 70-74, male | Croatia | HRV | Population ages 70-74, male | SP.POP.7074.MA | 83000 | 88000
HRVPopulation ages 75-79, female | Croatia | HRV | Population ages 75-79, female | SP.POP.7579.FE | 95000 | 94000
HRVPopulation ages 75-79, male | Croatia | HRV | Population ages 75-79, male | SP.POP.7579.MA | 60000 | 60000
HRVPopulation ages 80 and above, female | Croatia | HRV | Population ages 80 and above, female | SP.POP.80UP.FE | 160000 | 159000
HRVPopulation ages 80 and above, male | Croatia | HRV | Population ages 80 and above, male | SP.POP.80UP.MA | 73000 | 72000
HRVPopulation, male | Croatia | HRV | Population, male | SP.POP.TOTL.MA.IN | 1961000 | 1954000
HRVPopulation, total | Croatia | HRV | Population, total | SP.POP.TOTL | 4071000 | 4052000
HRVPopulation, female | Croatia | HRV | Population, female | SP.POP.TOTL.FE.IN | 2109000 | 2099000
HRVPopulation growth (annual %) | Croatia | HRV | Population growth (annual %) | SP.POP.GROW | 0 | 0
CUBPopulation ages 0-14, female | Cuba | CUB | Population ages 0-14, female | SP.POP.0014.FE.IN | 884000 | 877000
CUBPopulation ages 0-14, male | Cuba | CUB | Population ages 0-14, male | SP.POP.0014.MA.IN | 934000 | 927000
CUBPopulation ages 00-04, female | Cuba | CUB | Population ages 00-04, female | SP.POP.0004.FE | 286000 | 278000
CUBPopulation ages 00-04, male | Cuba | CUB | Population ages 00-04, male | SP.POP.0004.MA | 302000 | 294000
CUBPopulation ages 05-09, female | Cuba | CUB | Population ages 05-09, female | SP.POP.0509.FE | 303000 | 305000
CUBPopulation ages 05-09, male | Cuba | CUB | Population ages 05-09, male | SP.POP.0509.MA | 320000 | 323000
CUBPopulation ages 10-14, female | Cuba | CUB | Population ages 10-14, female | SP.POP.1014.FE | 295000 | 293000
CUBPopulation ages 10-14, male | Cuba | CUB | Population ages 10-14, male | SP.POP.1014.MA | 312000 | 310000
CUBPopulation ages 15-19, female | Cuba | CUB | Population ages 15-19, female | SP.POP.1519.FE | 320000 | 312000
CUBPopulation ages 15-19, male | Cuba | CUB | Population ages 15-19, male | SP.POP.1519.MA | 338000 | 331000
CUBPopulation ages 20-24, female | Cuba | CUB | Population ages 20-24, female | SP.POP.2024.FE | 344000 | 341000
CUBPopulation ages 20-24, male | Cuba | CUB | Population ages 20-24, male | SP.POP.2024.MA | 365000 | 360000
CUBPopulation ages 25-29, female | Cuba | CUB | Population ages 25-29, female | SP.POP.2529.FE | 360000 | 347000
CUBPopulation ages 25-29, male | Cuba | CUB | Population ages 25-29, male | SP.POP.2529.MA | 384000 | 372000
CUBPopulation ages 30-34, female | Cuba | CUB | Population ages 30-34, female | SP.POP.3034.FE | 405000 | 408000
CUBPopulation ages 30-34, male | Cuba | CUB | Population ages 30-34, male | SP.POP.3034.MA | 419000 | 423000
CUBPopulation ages 35-39, female | Cuba | CUB | Population ages 35-39, female | SP.POP.3539.FE | 325000 | 340000
CUBPopulation ages 35-39, male | Cuba | CUB | Population ages 35-39, male | SP.POP.3539.MA | 337000 | 352000
CUBPopulation ages 40-44, female | Cuba | CUB | Population ages 40-44, female | SP.POP.4044.FE | 328000 | 305000
CUBPopulation ages 40-44, male | Cuba | CUB | Population ages 40-44, male | SP.POP.4044.MA | 335000 | 313000
CUBPopulation ages 45-49, female | Cuba | CUB | Population ages 45-49, female | SP.POP.4549.FE | 492000 | 470000
CUBPopulation ages 45-49, male | Cuba | CUB | Population ages 45-49, male | SP.POP.4549.MA | 493000 | 474000
CUBPopulation ages 50-54, female | Cuba | CUB | Population ages 50-54, female | SP.POP.5054.FE | 515000 | 509000
CUBPopulation ages 50-54, male | Cuba | CUB | Population ages 50-54, male | SP.POP.5054.MA | 493000 | 489000
CUBPopulation ages 55-59, male | Cuba | CUB | Population ages 55-59, male | SP.POP.5559.MA | 446000 | 470000
CUBPopulation ages 55-59, female | Cuba | CUB | Population ages 55-59, female | SP.POP.5559.FE | 472000 | 498000
CUBPopulation ages 65-69, male | Cuba | CUB | Population ages 65-69, male | SP.POP.6569.MA | 264000 | 266000
CUBPopulation ages 65-69, female | Cuba | CUB | Population ages 65-69, female | SP.POP.6569.FE | 298000 | 301000
CUBPopulation ages 60-64, female | Cuba | CUB | Population ages 60-64, female | SP.POP.6064.FE | 301000 | 315000
CUBPopulation ages 60-64, male | Cuba | CUB | Population ages 60-64, male | SP.POP.6064.MA | 278000 | 292000
CUBPopulation ages 70-74, female | Cuba | CUB | Population ages 70-74, female | SP.POP.7074.FE | 233000 | 239000
CUBPopulation ages 70-74, male | Cuba | CUB | Population ages 70-74, male | SP.POP.7074.MA | 206000 | 210000
CUBPopulation ages 75-79, female | Cuba | CUB | Population ages 75-79, female | SP.POP.7579.FE | 188000 | 193000
CUBPopulation ages 75-79, male | Cuba | CUB | Population ages 75-79, male | SP.POP.7579.MA | 158000 | 162000
CUBPopulation ages 80 and above, female | Cuba | CUB | Population ages 80 and above, female | SP.POP.80UP.FE | 241000 | 248000
CUBPopulation ages 80 and above, male | Cuba | CUB | Population ages 80 and above, male | SP.POP.80UP.MA | 176000 | 181000
CUBPopulation, male | Cuba | CUB | Population, male | SP.POP.TOTL.MA.IN | 5628000 | 5623000
CUBPopulation, total | Cuba | CUB | Population, total | SP.POP.TOTL | 11333000 | 11327000
CUBPopulation, female | Cuba | CUB | Population, female | SP.POP.TOTL.FE.IN | 5706000 | 5703000
CUBPopulation growth (annual %) | Cuba | CUB | Population growth (annual %) | SP.POP.GROW | 0 | 0
CUWPopulation ages 0-14, female | Curacao | CUW | Population ages 0-14, female | SP.POP.0014.FE.IN | 15000 | 14000
CUWPopulation ages 0-14, male | Curacao | CUW | Population ages 0-14, male | SP.POP.0014.MA.IN | 15000 | 15000
CUWPopulation ages 00-04, female | Curacao | CUW | Population ages 00-04, female | SP.POP.0004.FE | 4400 | 4300
CUWPopulation ages 00-04, male | Curacao | CUW | Population ages 00-04, male | SP.POP.0004.MA | 4700 | 4500
CUWPopulation ages 05-09, female | Curacao | CUW | Population ages 05-09, female | SP.POP.0509.FE | 5000 | 5000
CUWPopulation ages 05-09, male | Curacao | CUW | Population ages 05-09, male | SP.POP.0509.MA | 5200 | 5200
CUWPopulation ages 10-14, female | Curacao | CUW | Population ages 10-14, female | SP.POP.1014.FE | 5100 | 5100
CUWPopulation ages 10-14, male | Curacao | CUW | Population ages 10-14, male | SP.POP.1014.MA | 5300 | 5300
CUWPopulation ages 15-19, female | Curacao | CUW | Population ages 15-19, female | SP.POP.1519.FE | 5200 | 5300
CUWPopulation ages 15-19, male | Curacao | CUW | Population ages 15-19, male | SP.POP.1519.MA | 5500 | 5600
CUWPopulation ages 20-24, female | Curacao | CUW | Population ages 20-24, female | SP.POP.2024.FE | 4700 | 4600
CUWPopulation ages 20-24, male | Curacao | CUW | Population ages 20-24, male | SP.POP.2024.MA | 4800 | 4800
CUWPopulation ages 25-29, female | Curacao | CUW | Population ages 25-29, female | SP.POP.2529.FE | 5000 | 5000
CUWPopulation ages 25-29, male | Curacao | CUW | Population ages 25-29, male | SP.POP.2529.MA | 4700 | 4900
CUWPopulation ages 30-34, female | Curacao | CUW | Population ages 30-34, female | SP.POP.3034.FE | 5000 | 5000
CUWPopulation ages 30-34, male | Curacao | CUW | Population ages 30-34, male | SP.POP.3034.MA | 4100 | 4200
CUWPopulation ages 35-39, female | Curacao | CUW | Population ages 35-39, female | SP.POP.3539.FE | 5200 | 5200
CUWPopulation ages 35-39, male | Curacao | CUW | Population ages 35-39, male | SP.POP.3539.MA | 4000 | 4100
CUWPopulation ages 40-44, female | Curacao | CUW | Population ages 40-44, female | SP.POP.4044.FE | 5300 | 5200
CUWPopulation ages 40-44, male | Curacao | CUW | Population ages 40-44, male | SP.POP.4044.MA | 4000 | 3900
CUWPopulation ages 45-49, female | Curacao | CUW | Population ages 45-49, female | SP.POP.4549.FE | 6200 | 6100
CUWPopulation ages 45-49, male | Curacao | CUW | Population ages 45-49, male | SP.POP.4549.MA | 4900 | 4800
CUWPopulation ages 50-54, female | Curacao | CUW | Population ages 50-54, female | SP.POP.5054.FE | 6600 | 6400
CUWPopulation ages 50-54, male | Curacao | CUW | Population ages 50-54, male | SP.POP.5054.MA | 5200 | 5100
CUWPopulation ages 55-59, male | Curacao | CUW | Population ages 55-59, male | SP.POP.5559.MA | 5500 | 5500
CUWPopulation ages 55-59, female | Curacao | CUW | Population ages 55-59, female | SP.POP.5559.FE | 7100 | 7100
CUWPopulation ages 65-69, male | Curacao | CUW | Population ages 65-69, male | SP.POP.6569.MA | 3900 | 4000
CUWPopulation ages 65-69, female | Curacao | CUW | Population ages 65-69, female | SP.POP.6569.FE | 5200 | 5300
CUWPopulation ages 60-64, female | Curacao | CUW | Population ages 60-64, female | SP.POP.6064.FE | 6100 | 6300
CUWPopulation ages 60-64, male | Curacao | CUW | Population ages 60-64, male | SP.POP.6064.MA | 4600 | 4800
CUWPopulation ages 70-74, female | Curacao | CUW | Population ages 70-74, female | SP.POP.7074.FE | 4200 | 4400
CUWPopulation ages 70-74, male | Curacao | CUW | Population ages 70-74, male | SP.POP.7074.MA | 3200 | 3300
CUWPopulation ages 75-79, female | Curacao | CUW | Population ages 75-79, female | SP.POP.7579.FE | 2900 | 3100
CUWPopulation ages 75-79, male | Curacao | CUW | Population ages 75-79, male | SP.POP.7579.MA | 2000 | 2100
CUWPopulation ages 80 and above, female | Curacao | CUW | Population ages 80 and above, female | SP.POP.80UP.FE | 3800 | 4000
CUWPopulation ages 80 and above, male | Curacao | CUW | Population ages 80 and above, male | SP.POP.80UP.MA | 2400 | 2400
CUWPopulation, male | Curacao | CUW | Population, male | SP.POP.TOTL.MA.IN | 74000 | 74000
CUWPopulation, total | Curacao | CUW | Population, total | SP.POP.TOTL | 161000 | 162000
CUWPopulation, female | Curacao | CUW | Population, female | SP.POP.TOTL.FE.IN | 87000 | 87000
CUWPopulation growth (annual %) | Curacao | CUW | Population growth (annual %) | SP.POP.GROW | 0 | 0
CYPPopulation ages 0-14, female | Cyprus | CYP | Population ages 0-14, female | SP.POP.0014.FE.IN | 97000 | 97000
CYPPopulation ages 0-14, male | Cyprus | CYP | Population ages 0-14, male | SP.POP.0014.MA.IN | 103000 | 103000
CYPPopulation ages 00-04, female | Cyprus | CYP | Population ages 00-04, female | SP.POP.0004.FE | 32000 | 31000
CYPPopulation ages 00-04, male | Cyprus | CYP | Population ages 00-04, male | SP.POP.0004.MA | 34000 | 33000
CYPPopulation ages 05-09, female | Cyprus | CYP | Population ages 05-09, female | SP.POP.0509.FE | 33000 | 33000
CYPPopulation ages 05-09, male | Cyprus | CYP | Population ages 05-09, male | SP.POP.0509.MA | 35000 | 35000
CYPPopulation ages 10-14, female | Cyprus | CYP | Population ages 10-14, female | SP.POP.1014.FE | 33000 | 33000
CYPPopulation ages 10-14, male | Cyprus | CYP | Population ages 10-14, male | SP.POP.1014.MA | 35000 | 35000
CYPPopulation ages 15-19, female | Cyprus | CYP | Population ages 15-19, female | SP.POP.1519.FE | 36000 | 35000
CYPPopulation ages 15-19, male | Cyprus | CYP | Population ages 15-19, male | SP.POP.1519.MA | 39000 | 38000
CYPPopulation ages 20-24, female | Cyprus | CYP | Population ages 20-24, female | SP.POP.2024.FE | 44000 | 44000
CYPPopulation ages 20-24, male | Cyprus | CYP | Population ages 20-24, male | SP.POP.2024.MA | 49000 | 50000
CYPPopulation ages 25-29, female | Cyprus | CYP | Population ages 25-29, female | SP.POP.2529.FE | 47000 | 46000
CYPPopulation ages 25-29, male | Cyprus | CYP | Population ages 25-29, male | SP.POP.2529.MA | 53000 | 52000
CYPPopulation ages 30-34, female | Cyprus | CYP | Population ages 30-34, female | SP.POP.3034.FE | 47000 | 47000
CYPPopulation ages 30-34, male | Cyprus | CYP | Population ages 30-34, male | SP.POP.3034.MA | 50000 | 50000
CYPPopulation ages 35-39, female | Cyprus | CYP | Population ages 35-39, female | SP.POP.3539.FE | 47000 | 47000
CYPPopulation ages 35-39, male | Cyprus | CYP | Population ages 35-39, male | SP.POP.3539.MA | 45000 | 45000
CYPPopulation ages 40-44, female | Cyprus | CYP | Population ages 40-44, female | SP.POP.4044.FE | 44000 | 45000
CYPPopulation ages 40-44, male | Cyprus | CYP | Population ages 40-44, male | SP.POP.4044.MA | 42000 | 42000
CYPPopulation ages 45-49, female | Cyprus | CYP | Population ages 45-49, female | SP.POP.4549.FE | 40000 | 40000
CYPPopulation ages 45-49, male | Cyprus | CYP | Population ages 45-49, male | SP.POP.4549.MA | 38000 | 39000
CYPPopulation ages 50-54, female | Cyprus | CYP | Population ages 50-54, female | SP.POP.5054.FE | 38000 | 39000
CYPPopulation ages 50-54, male | Cyprus | CYP | Population ages 50-54, male | SP.POP.5054.MA | 37000 | 37000
CYPPopulation ages 55-59, male | Cyprus | CYP | Population ages 55-59, male | SP.POP.5559.MA | 36000 | 36000
CYPPopulation ages 55-59, female | Cyprus | CYP | Population ages 55-59, female | SP.POP.5559.FE | 35000 | 36000
CYPPopulation ages 65-69, male | Cyprus | CYP | Population ages 65-69, male | SP.POP.6569.MA | 26000 | 27000
CYPPopulation ages 65-69, female | Cyprus | CYP | Population ages 65-69, female | SP.POP.6569.FE | 28000 | 28000
CYPPopulation ages 60-64, female | Cyprus | CYP | Population ages 60-64, female | SP.POP.6064.FE | 33000 | 33000
CYPPopulation ages 60-64, male | Cyprus | CYP | Population ages 60-64, male | SP.POP.6064.MA | 31000 | 31000
CYPPopulation ages 70-74, female | Cyprus | CYP | Population ages 70-74, female | SP.POP.7074.FE | 23000 | 24000
CYPPopulation ages 70-74, male | Cyprus | CYP | Population ages 70-74, male | SP.POP.7074.MA | 21000 | 22000
CYPPopulation ages 75-79, female | Cyprus | CYP | Population ages 75-79, female | SP.POP.7579.FE | 17000 | 18000
CYPPopulation ages 75-79, male | Cyprus | CYP | Population ages 75-79, male | SP.POP.7579.MA | 14000 | 15000
CYPPopulation ages 80 and above, female | Cyprus | CYP | Population ages 80 and above, female | SP.POP.80UP.FE | 23000 | 24000
CYPPopulation ages 80 and above, male | Cyprus | CYP | Population ages 80 and above, male | SP.POP.80UP.MA | 15000 | 16000
CYPPopulation, male | Cyprus | CYP | Population, male | SP.POP.TOTL.MA.IN | 599000 | 604000
CYPPopulation, total | Cyprus | CYP | Population, total | SP.POP.TOTL | 1199000 | 1207000
CYPPopulation, female | Cyprus | CYP | Population, female | SP.POP.TOTL.FE.IN | 599000 | 604000
CYPPopulation growth (annual %) | Cyprus | CYP | Population growth (annual %) | SP.POP.GROW | 0 | 0
CZEPopulation ages 0-14, female | Czech Republic | CZE | Population ages 0-14, female | SP.POP.0014.FE.IN | 813000 | 815000
CZEPopulation ages 0-14, male | Czech Republic | CZE | Population ages 0-14, male | SP.POP.0014.MA.IN | 858000 | 860000
CZEPopulation ages 00-04, female | Czech Republic | CZE | Population ages 00-04, female | SP.POP.0004.FE | 269000 | 270000
CZEPopulation ages 00-04, male | Czech Republic | CZE | Population ages 00-04, male | SP.POP.0004.MA | 284000 | 285000
CZEPopulation ages 05-09, female | Czech Republic | CZE | Population ages 05-09, female | SP.POP.0509.FE | 273000 | 268000
CZEPopulation ages 05-09, male | Czech Republic | CZE | Population ages 05-09, male | SP.POP.0509.MA | 288000 | 283000
CZEPopulation ages 10-14, female | Czech Republic | CZE | Population ages 10-14, female | SP.POP.1014.FE | 272000 | 277000
CZEPopulation ages 10-14, male | Czech Republic | CZE | Population ages 10-14, male | SP.POP.1014.MA | 287000 | 292000
CZEPopulation ages 15-19, female | Czech Republic | CZE | Population ages 15-19, female | SP.POP.1519.FE | 229000 | 236000
CZEPopulation ages 15-19, male | Czech Republic | CZE | Population ages 15-19, male | SP.POP.1519.MA | 241000 | 248000
CZEPopulation ages 20-24, female | Czech Republic | CZE | Population ages 20-24, female | SP.POP.2024.FE | 238000 | 229000
CZEPopulation ages 20-24, male | Czech Republic | CZE | Population ages 20-24, male | SP.POP.2024.MA | 249000 | 239000
CZEPopulation ages 25-29, female | Czech Republic | CZE | Population ages 25-29, female | SP.POP.2529.FE | 319000 | 308000
CZEPopulation ages 25-29, male | Czech Republic | CZE | Population ages 25-29, male | SP.POP.2529.MA | 333000 | 321000
CZEPopulation ages 30-34, female | Czech Republic | CZE | Population ages 30-34, female | SP.POP.3034.FE | 349000 | 346000
CZEPopulation ages 30-34, male | Czech Republic | CZE | Population ages 30-34, male | SP.POP.3034.MA | 369000 | 365000
CZEPopulation ages 35-39, female | Czech Republic | CZE | Population ages 35-39, female | SP.POP.3539.FE | 380000 | 366000
CZEPopulation ages 35-39, male | Czech Republic | CZE | Population ages 35-39, male | SP.POP.3539.MA | 404000 | 389000
CZEPopulation ages 40-44, female | Czech Republic | CZE | Population ages 40-44, female | SP.POP.4044.FE | 454000 | 450000
CZEPopulation ages 40-44, male | Czech Republic | CZE | Population ages 40-44, male | SP.POP.4044.MA | 479000 | 474000
CZEPopulation ages 45-49, female | Czech Republic | CZE | Population ages 45-49, female | SP.POP.4549.FE | 406000 | 421000
CZEPopulation ages 45-49, male | Czech Republic | CZE | Population ages 45-49, male | SP.POP.4549.MA | 425000 | 441000
CZEPopulation ages 50-54, female | Czech Republic | CZE | Population ages 50-54, female | SP.POP.5054.FE | 331000 | 338000
CZEPopulation ages 50-54, male | Czech Republic | CZE | Population ages 50-54, male | SP.POP.5054.MA | 342000 | 351000
CZEPopulation ages 55-59, male | Czech Republic | CZE | Population ages 55-59, male | SP.POP.5559.MA | 326000 | 327000
CZEPopulation ages 55-59, female | Czech Republic | CZE | Population ages 55-59, female | SP.POP.5559.FE | 327000 | 326000
CZEPopulation ages 65-69, male | Czech Republic | CZE | Population ages 65-69, male | SP.POP.6569.MA | 318000 | 315000
CZEPopulation ages 65-69, female | Czech Republic | CZE | Population ages 65-69, female | SP.POP.6569.FE | 367000 | 361000
CZEPopulation ages 60-64, female | Czech Republic | CZE | Population ages 60-64, female | SP.POP.6064.FE | 336000 | 328000
CZEPopulation ages 60-64, male | Czech Republic | CZE | Population ages 60-64, male | SP.POP.6064.MA | 316000 | 311000
CZEPopulation ages 70-74, female | Czech Republic | CZE | Population ages 70-74, female | SP.POP.7074.FE | 331000 | 340000
CZEPopulation ages 70-74, male | Czech Republic | CZE | Population ages 70-74, male | SP.POP.7074.MA | 261000 | 269000
CZEPopulation ages 75-79, female | Czech Republic | CZE | Population ages 75-79, female | SP.POP.7579.FE | 230000 | 244000
CZEPopulation ages 75-79, male | Czech Republic | CZE | Population ages 75-79, male | SP.POP.7579.MA | 160000 | 171000
CZEPopulation ages 80 and above, female | Czech Republic | CZE | Population ages 80 and above, female | SP.POP.80UP.FE | 288000 | 290000
CZEPopulation ages 80 and above, male | Czech Republic | CZE | Population ages 80 and above, male | SP.POP.80UP.MA | 150000 | 152000
CZEPopulation, male | Czech Republic | CZE | Population, male | SP.POP.TOTL.MA.IN | 5231000 | 5234000
CZEPopulation, total | Czech Republic | CZE | Population, total | SP.POP.TOTL | 10629000 | 10631000
CZEPopulation, female | Czech Republic | CZE | Population, female | SP.POP.TOTL.FE.IN | 5398000 | 5397000
CZEPopulation growth (annual %) | Czech Republic | CZE | Population growth (annual %) | SP.POP.GROW | 0 | 0
DNKPopulation ages 0-14, female | Denmark | DNK | Population ages 0-14, female | SP.POP.0014.FE.IN | 464000 | 463000
DNKPopulation ages 0-14, male | Denmark | DNK | Population ages 0-14, male | SP.POP.0014.MA.IN | 490000 | 488000
DNKPopulation ages 00-04, female | Denmark | DNK | Population ages 00-04, female | SP.POP.0004.FE | 148000 | 151000
DNKPopulation ages 00-04, male | Denmark | DNK | Population ages 00-04, male | SP.POP.0004.MA | 156000 | 160000
DNKPopulation ages 05-09, female | Denmark | DNK | Population ages 05-09, female | SP.POP.0509.FE | 150000 | 146000
DNKPopulation ages 05-09, male | Denmark | DNK | Population ages 05-09, male | SP.POP.0509.MA | 158000 | 154000
DNKPopulation ages 10-14, female | Denmark | DNK | Population ages 10-14, female | SP.POP.1014.FE | 166000 | 165000
DNKPopulation ages 10-14, male | Denmark | DNK | Population ages 10-14, male | SP.POP.1014.MA | 175000 | 175000
DNKPopulation ages 15-19, female | Denmark | DNK | Population ages 15-19, female | SP.POP.1519.FE | 168000 | 168000
DNKPopulation ages 15-19, male | Denmark | DNK | Population ages 15-19, male | SP.POP.1519.MA | 175000 | 174000
DNKPopulation ages 20-24, female | Denmark | DNK | Population ages 20-24, female | SP.POP.2024.FE | 186000 | 184000
DNKPopulation ages 20-24, male | Denmark | DNK | Population ages 20-24, male | SP.POP.2024.MA | 196000 | 193000
DNKPopulation ages 25-29, female | Denmark | DNK | Population ages 25-29, female | SP.POP.2529.FE | 195000 | 198000
DNKPopulation ages 25-29, male | Denmark | DNK | Population ages 25-29, male | SP.POP.2529.MA | 204000 | 207000
DNKPopulation ages 30-34, female | Denmark | DNK | Population ages 30-34, female | SP.POP.3034.FE | 170000 | 176000
DNKPopulation ages 30-34, male | Denmark | DNK | Population ages 30-34, male | SP.POP.3034.MA | 176000 | 182000
DNKPopulation ages 35-39, female | Denmark | DNK | Population ages 35-39, female | SP.POP.3539.FE | 161000 | 159000
DNKPopulation ages 35-39, male | Denmark | DNK | Population ages 35-39, male | SP.POP.3539.MA | 162000 | 161000
DNKPopulation ages 40-44, female | Denmark | DNK | Population ages 40-44, female | SP.POP.4044.FE | 185000 | 182000
DNKPopulation ages 40-44, male | Denmark | DNK | Population ages 40-44, male | SP.POP.4044.MA | 185000 | 182000
DNKPopulation ages 45-49, female | Denmark | DNK | Population ages 45-49, female | SP.POP.4549.FE | 195000 | 191000
DNKPopulation ages 45-49, male | Denmark | DNK | Population ages 45-49, male | SP.POP.4549.MA | 194000 | 189000
DNKPopulation ages 50-54, female | Denmark | DNK | Population ages 50-54, female | SP.POP.5054.FE | 210000 | 210000
DNKPopulation ages 50-54, male | Denmark | DNK | Population ages 50-54, male | SP.POP.5054.MA | 216000 | 216000
DNKPopulation ages 55-59, male | Denmark | DNK | Population ages 55-59, male | SP.POP.5559.MA | 191000 | 195000
DNKPopulation ages 55-59, female | Denmark | DNK | Population ages 55-59, female | SP.POP.5559.FE | 193000 | 196000
DNKPopulation ages 65-69, male | Denmark | DNK | Population ages 65-69, male | SP.POP.6569.MA | 157000 | 151000
DNKPopulation ages 65-69, female | Denmark | DNK | Population ages 65-69, female | SP.POP.6569.FE | 165000 | 160000
DNKPopulation ages 60-64, female | Denmark | DNK | Population ages 60-64, female | SP.POP.6064.FE | 173000 | 177000
DNKPopulation ages 60-64, male | Denmark | DNK | Population ages 60-64, male | SP.POP.6064.MA | 168000 | 172000
DNKPopulation ages 70-74, female | Denmark | DNK | Population ages 70-74, female | SP.POP.7074.FE | 179000 | 181000
DNKPopulation ages 70-74, male | Denmark | DNK | Population ages 70-74, male | SP.POP.7074.MA | 171000 | 173000
DNKPopulation ages 75-79, female | Denmark | DNK | Population ages 75-79, female | SP.POP.7579.FE | 120000 | 127000
DNKPopulation ages 75-79, male | Denmark | DNK | Population ages 75-79, male | SP.POP.7579.MA | 102000 | 110000
DNKPopulation ages 80 and above, female | Denmark | DNK | Population ages 80 and above, female | SP.POP.80UP.FE | 162000 | 166000
DNKPopulation ages 80 and above, male | Denmark | DNK | Population ages 80 and above, male | SP.POP.80UP.MA | 106000 | 109000
DNKPopulation, male | Denmark | DNK | Population, male | SP.POP.TOTL.MA.IN | 2893000 | 2903000
DNKPopulation, total | Denmark | DNK | Population, total | SP.POP.TOTL | 5818000 | 5840000
DNKPopulation, female | Denmark | DNK | Population, female | SP.POP.TOTL.FE.IN | 2925000 | 2937000
DNKPopulation growth (annual %) | Denmark | DNK | Population growth (annual %) | SP.POP.GROW | 0 | 0
DJIPopulation ages 0-14, female | Djibouti | DJI | Population ages 0-14, female | SP.POP.0014.FE.IN | 136000 | 137000
DJIPopulation ages 0-14, male | Djibouti | DJI | Population ages 0-14, male | SP.POP.0014.MA.IN | 149000 | 148000
DJIPopulation ages 00-04, female | Djibouti | DJI | Population ages 00-04, female | SP.POP.0004.FE | 50000 | 49000
DJIPopulation ages 00-04, male | Djibouti | DJI | Population ages 00-04, male | SP.POP.0004.MA | 50000 | 50000
DJIPopulation ages 05-09, female | Djibouti | DJI | Population ages 05-09, female | SP.POP.0509.FE | 47000 | 48000
DJIPopulation ages 05-09, male | Djibouti | DJI | Population ages 05-09, male | SP.POP.0509.MA | 49000 | 50000
DJIPopulation ages 10-14, female | Djibouti | DJI | Population ages 10-14, female | SP.POP.1014.FE | 39000 | 40000
DJIPopulation ages 10-14, male | Djibouti | DJI | Population ages 10-14, male | SP.POP.1014.MA | 49000 | 49000
DJIPopulation ages 15-19, female | Djibouti | DJI | Population ages 15-19, female | SP.POP.1519.FE | 41000 | 41000
DJIPopulation ages 15-19, male | Djibouti | DJI | Population ages 15-19, male | SP.POP.1519.MA | 50000 | 50000
DJIPopulation ages 20-24, female | Djibouti | DJI | Population ages 20-24, female | SP.POP.2024.FE | 41000 | 41000
DJIPopulation ages 20-24, male | Djibouti | DJI | Population ages 20-24, male | SP.POP.2024.MA | 49000 | 49000
DJIPopulation ages 25-29, female | Djibouti | DJI | Population ages 25-29, female | SP.POP.2529.FE | 40000 | 40000
DJIPopulation ages 25-29, male | Djibouti | DJI | Population ages 25-29, male | SP.POP.2529.MA | 47000 | 47000
DJIPopulation ages 30-34, female | Djibouti | DJI | Population ages 30-34, female | SP.POP.3034.FE | 41000 | 41000
DJIPopulation ages 30-34, male | Djibouti | DJI | Population ages 30-34, male | SP.POP.3034.MA | 44000 | 45000
DJIPopulation ages 35-39, female | Djibouti | DJI | Population ages 35-39, female | SP.POP.3539.FE | 36000 | 37000
DJIPopulation ages 35-39, male | Djibouti | DJI | Population ages 35-39, male | SP.POP.3539.MA | 38000 | 39000
DJIPopulation ages 40-44, female | Djibouti | DJI | Population ages 40-44, female | SP.POP.4044.FE | 30000 | 31000
DJIPopulation ages 40-44, male | Djibouti | DJI | Population ages 40-44, male | SP.POP.4044.MA | 35000 | 35000
DJIPopulation ages 45-49, female | Djibouti | DJI | Population ages 45-49, female | SP.POP.4549.FE | 24000 | 25000
DJIPopulation ages 45-49, male | Djibouti | DJI | Population ages 45-49, male | SP.POP.4549.MA | 28000 | 29000
DJIPopulation ages 50-54, female | Djibouti | DJI | Population ages 50-54, female | SP.POP.5054.FE | 20000 | 21000
DJIPopulation ages 50-54, male | Djibouti | DJI | Population ages 50-54, male | SP.POP.5054.MA | 21000 | 22000
DJIPopulation ages 55-59, male | Djibouti | DJI | Population ages 55-59, male | SP.POP.5559.MA | 18000 | 19000
DJIPopulation ages 55-59, female | Djibouti | DJI | Population ages 55-59, female | SP.POP.5559.FE | 16000 | 17000
DJIPopulation ages 65-69, male | Djibouti | DJI | Population ages 65-69, male | SP.POP.6569.MA | 8500 | 8800
DJIPopulation ages 65-69, female | Djibouti | DJI | Population ages 65-69, female | SP.POP.6569.FE | 8900 | 9200
DJIPopulation ages 60-64, female | Djibouti | DJI | Population ages 60-64, female | SP.POP.6064.FE | 12000 | 13000
DJIPopulation ages 60-64, male | Djibouti | DJI | Population ages 60-64, male | SP.POP.6064.MA | 13000 | 13000
DJIPopulation ages 70-74, female | Djibouti | DJI | Population ages 70-74, female | SP.POP.7074.FE | 6900 | 7100
DJIPopulation ages 70-74, male | Djibouti | DJI | Population ages 70-74, male | SP.POP.7074.MA | 6600 | 6800
DJIPopulation ages 75-79, female | Djibouti | DJI | Population ages 75-79, female | SP.POP.7579.FE | 4200 | 4400
DJIPopulation ages 75-79, male | Djibouti | DJI | Population ages 75-79, male | SP.POP.7579.MA | 3800 | 4000
DJIPopulation ages 80 and above, female | Djibouti | DJI | Population ages 80 and above, female | SP.POP.80UP.FE | 3300 | 3400
DJIPopulation ages 80 and above, male | Djibouti | DJI | Population ages 80 and above, male | SP.POP.80UP.MA | 2700 | 2700
DJIPopulation, male | Djibouti | DJI | Population, male | SP.POP.TOTL.MA.IN | 512000 | 519000
DJIPopulation, total | Djibouti | DJI | Population, total | SP.POP.TOTL | 974000 | 988000
DJIPopulation, female | Djibouti | DJI | Population, female | SP.POP.TOTL.FE.IN | 462000 | 469000
DJIPopulation growth (annual %) | Djibouti | DJI | Population growth (annual %) | SP.POP.GROW | 0 | 0
DMAPopulation ages 0-14, female | Dominica | DMA | Population ages 0-14, female | SP.POP.0014.FE.IN | 0 | 0
DMAPopulation ages 0-14, male | Dominica | DMA | Population ages 0-14, male | SP.POP.0014.MA.IN | 0 | 0
DMAPopulation ages 00-04, female | Dominica | DMA | Population ages 00-04, female | SP.POP.0004.FE | 0 | 0
DMAPopulation ages 00-04, male | Dominica | DMA | Population ages 00-04, male | SP.POP.0004.MA | 0 | 0
DMAPopulation ages 05-09, female | Dominica | DMA | Population ages 05-09, female | SP.POP.0509.FE | 0 | 0
DMAPopulation ages 05-09, male | Dominica | DMA | Population ages 05-09, male | SP.POP.0509.MA | 0 | 0
DMAPopulation ages 10-14, female | Dominica | DMA | Population ages 10-14, female | SP.POP.1014.FE | 0 | 0
DMAPopulation ages 10-14, male | Dominica | DMA | Population ages 10-14, male | SP.POP.1014.MA | 0 | 0
DMAPopulation ages 15-19, female | Dominica | DMA | Population ages 15-19, female | SP.POP.1519.FE | 0 | 0
DMAPopulation ages 15-19, male | Dominica | DMA | Population ages 15-19, male | SP.POP.1519.MA | 0 | 0
DMAPopulation ages 20-24, female | Dominica | DMA | Population ages 20-24, female | SP.POP.2024.FE | 0 | 0
DMAPopulation ages 20-24, male | Dominica | DMA | Population ages 20-24, male | SP.POP.2024.MA | 0 | 0
DMAPopulation ages 25-29, female | Dominica | DMA | Population ages 25-29, female | SP.POP.2529.FE | 0 | 0
DMAPopulation ages 25-29, male | Dominica | DMA | Population ages 25-29, male | SP.POP.2529.MA | 0 | 0
DMAPopulation ages 30-34, female | Dominica | DMA | Population ages 30-34, female | SP.POP.3034.FE | 0 | 0
DMAPopulation ages 30-34, male | Dominica | DMA | Population ages 30-34, male | SP.POP.3034.MA | 0 | 0
DMAPopulation ages 35-39, female | Dominica | DMA | Population ages 35-39, female | SP.POP.3539.FE | 0 | 0
DMAPopulation ages 35-39, male | Dominica | DMA | Population ages 35-39, male | SP.POP.3539.MA | 0 | 0
DMAPopulation ages 40-44, female | Dominica | DMA | Population ages 40-44, female | SP.POP.4044.FE | 0 | 0
DMAPopulation ages 40-44, male | Dominica | DMA | Population ages 40-44, male | SP.POP.4044.MA | 0 | 0
DMAPopulation ages 45-49, female | Dominica | DMA | Population ages 45-49, female | SP.POP.4549.FE | 0 | 0
DMAPopulation ages 45-49, male | Dominica | DMA | Population ages 45-49, male | SP.POP.4549.MA | 0 | 0
DMAPopulation ages 50-54, female | Dominica | DMA | Population ages 50-54, female | SP.POP.5054.FE | 0 | 0
DMAPopulation ages 50-54, male | Dominica | DMA | Population ages 50-54, male | SP.POP.5054.MA | 0 | 0
DMAPopulation ages 55-59, male | Dominica | DMA | Population ages 55-59, male | SP.POP.5559.MA | 0 | 0
DMAPopulation ages 55-59, female | Dominica | DMA | Population ages 55-59, female | SP.POP.5559.FE | 0 | 0
DMAPopulation ages 65-69, male | Dominica | DMA | Population ages 65-69, male | SP.POP.6569.MA | 0 | 0
DMAPopulation ages 65-69, female | Dominica | DMA | Population ages 65-69, female | SP.POP.6569.FE | 0 | 0
DMAPopulation ages 60-64, female | Dominica | DMA | Population ages 60-64, female | SP.POP.6064.FE | 0 | 0
DMAPopulation ages 60-64, male | Dominica | DMA | Population ages 60-64, male | SP.POP.6064.MA | 0 | 0
DMAPopulation ages 70-74, female | Dominica | DMA | Population ages 70-74, female | SP.POP.7074.FE | 0 | 0
DMAPopulation ages 70-74, male | Dominica | DMA | Population ages 70-74, male | SP.POP.7074.MA | 0 | 0
DMAPopulation ages 75-79, female | Dominica | DMA | Population ages 75-79, female | SP.POP.7579.FE | 0 | 0
DMAPopulation ages 75-79, male | Dominica | DMA | Population ages 75-79, male | SP.POP.7579.MA | 0 | 0
DMAPopulation ages 80 and above, female | Dominica | DMA | Population ages 80 and above, female | SP.POP.80UP.FE | 0 | 0
DMAPopulation ages 80 and above, male | Dominica | DMA | Population ages 80 and above, male | SP.POP.80UP.MA | 0 | 0
DMAPopulation, male | Dominica | DMA | Population, male | SP.POP.TOTL.MA.IN | 0 | 0
DMAPopulation, total | Dominica | DMA | Population, total | SP.POP.TOTL | 72000 | 72000
DMAPopulation, female | Dominica | DMA | Population, female | SP.POP.TOTL.FE.IN | 0 | 0
DMAPopulation growth (annual %) | Dominica | DMA | Population growth (annual %) | SP.POP.GROW | 0 | 0
DOMPopulation ages 0-14, female | Dominican Republic | DOM | Population ages 0-14, female | SP.POP.0014.FE.IN | 1458000 | 1458000
DOMPopulation ages 0-14, male | Dominican Republic | DOM | Population ages 0-14, male | SP.POP.0014.MA.IN | 1518000 | 1518000
DOMPopulation ages 00-04, female | Dominican Republic | DOM | Population ages 00-04, female | SP.POP.0004.FE | 493000 | 491000
DOMPopulation ages 00-04, male | Dominican Republic | DOM | Population ages 00-04, male | SP.POP.0004.MA | 514000 | 512000
DOMPopulation ages 05-09, female | Dominican Republic | DOM | Population ages 05-09, female | SP.POP.0509.FE | 487000 | 488000
DOMPopulation ages 05-09, male | Dominican Republic | DOM | Population ages 05-09, male | SP.POP.0509.MA | 507000 | 508000
DOMPopulation ages 10-14, female | Dominican Republic | DOM | Population ages 10-14, female | SP.POP.1014.FE | 478000 | 479000
DOMPopulation ages 10-14, male | Dominican Republic | DOM | Population ages 10-14, male | SP.POP.1014.MA | 497000 | 498000
DOMPopulation ages 15-19, female | Dominican Republic | DOM | Population ages 15-19, female | SP.POP.1519.FE | 471000 | 470000
DOMPopulation ages 15-19, male | Dominican Republic | DOM | Population ages 15-19, male | SP.POP.1519.MA | 489000 | 489000
DOMPopulation ages 20-24, female | Dominican Republic | DOM | Population ages 20-24, female | SP.POP.2024.FE | 465000 | 462000
DOMPopulation ages 20-24, male | Dominican Republic | DOM | Population ages 20-24, male | SP.POP.2024.MA | 479000 | 477000
DOMPopulation ages 25-29, female | Dominican Republic | DOM | Population ages 25-29, female | SP.POP.2529.FE | 454000 | 456000
DOMPopulation ages 25-29, male | Dominican Republic | DOM | Population ages 25-29, male | SP.POP.2529.MA | 455000 | 458000
DOMPopulation ages 30-34, female | Dominican Republic | DOM | Population ages 30-34, female | SP.POP.3034.FE | 408000 | 416000
DOMPopulation ages 30-34, male | Dominican Republic | DOM | Population ages 30-34, male | SP.POP.3034.MA | 404000 | 410000
DOMPopulation ages 35-39, female | Dominican Republic | DOM | Population ages 35-39, female | SP.POP.3539.FE | 361000 | 366000
DOMPopulation ages 35-39, male | Dominican Republic | DOM | Population ages 35-39, male | SP.POP.3539.MA | 367000 | 372000
DOMPopulation ages 40-44, female | Dominican Republic | DOM | Population ages 40-44, female | SP.POP.4044.FE | 333000 | 337000
DOMPopulation ages 40-44, male | Dominican Republic | DOM | Population ages 40-44, male | SP.POP.4044.MA | 327000 | 332000
DOMPopulation ages 45-49, female | Dominican Republic | DOM | Population ages 45-49, female | SP.POP.4549.FE | 303000 | 308000
DOMPopulation ages 45-49, male | Dominican Republic | DOM | Population ages 45-49, male | SP.POP.4549.MA | 294000 | 299000
DOMPopulation ages 50-54, female | Dominican Republic | DOM | Population ages 50-54, female | SP.POP.5054.FE | 273000 | 277000
DOMPopulation ages 50-54, male | Dominican Republic | DOM | Population ages 50-54, male | SP.POP.5054.MA | 260000 | 264000
DOMPopulation ages 55-59, male | Dominican Republic | DOM | Population ages 55-59, male | SP.POP.5559.MA | 225000 | 230000
DOMPopulation ages 55-59, female | Dominican Republic | DOM | Population ages 55-59, female | SP.POP.5559.FE | 237000 | 243000
DOMPopulation ages 65-69, male | Dominican Republic | DOM | Population ages 65-69, male | SP.POP.6569.MA | 135000 | 141000
DOMPopulation ages 65-69, female | Dominican Republic | DOM | Population ages 65-69, female | SP.POP.6569.FE | 145000 | 152000
DOMPopulation ages 60-64, female | Dominican Republic | DOM | Population ages 60-64, female | SP.POP.6064.FE | 193000 | 200000
DOMPopulation ages 60-64, male | Dominican Republic | DOM | Population ages 60-64, male | SP.POP.6064.MA | 183000 | 189000
DOMPopulation ages 70-74, female | Dominican Republic | DOM | Population ages 70-74, female | SP.POP.7074.FE | 102000 | 108000
DOMPopulation ages 70-74, male | Dominican Republic | DOM | Population ages 70-74, male | SP.POP.7074.MA | 92000 | 96000
DOMPopulation ages 75-79, female | Dominican Republic | DOM | Population ages 75-79, female | SP.POP.7579.FE | 71000 | 74000
DOMPopulation ages 75-79, male | Dominican Republic | DOM | Population ages 75-79, male | SP.POP.7579.MA | 62000 | 64000
DOMPopulation ages 80 and above, female | Dominican Republic | DOM | Population ages 80 and above, female | SP.POP.80UP.FE | 98000 | 102000
DOMPopulation ages 80 and above, male | Dominican Republic | DOM | Population ages 80 and above, male | SP.POP.80UP.MA | 78000 | 80000
DOMPopulation, male | Dominican Republic | DOM | Population, male | SP.POP.TOTL.MA.IN | 5366000 | 5418000
DOMPopulation, total | Dominican Republic | DOM | Population, total | SP.POP.TOTL | 10739000 | 10848000
DOMPopulation, female | Dominican Republic | DOM | Population, female | SP.POP.TOTL.FE.IN | 5373000 | 5430000
DOMPopulation growth (annual %) | Dominican Republic | DOM | Population growth (annual %) | SP.POP.GROW | 0 | 0
EARPopulation ages 0-14, female | Early-demographic dividend | EAR | Population ages 0-14, female | SP.POP.0014.FE.IN | 454504000 | 455023000
EARPopulation ages 0-14, male | Early-demographic dividend | EAR | Population ages 0-14, male | SP.POP.0014.MA.IN | 485657000 | 485934000
EARPopulation ages 00-04, female | Early-demographic dividend | EAR | Population ages 00-04, female | SP.POP.0004.FE | 153458500 | 153428700
EARPopulation ages 00-04, male | Early-demographic dividend | EAR | Population ages 00-04, male | SP.POP.0004.MA | 163759900 | 163715000
EARPopulation ages 05-09, female | Early-demographic dividend | EAR | Population ages 05-09, female | SP.POP.0509.FE | 151825100 | 151831000
EARPopulation ages 05-09, male | Early-demographic dividend | EAR | Population ages 05-09, male | SP.POP.0509.MA | 162018600 | 162004700
EARPopulation ages 10-14, female | Early-demographic dividend | EAR | Population ages 10-14, female | SP.POP.1014.FE | 149220900 | 149760300
EARPopulation ages 10-14, male | Early-demographic dividend | EAR | Population ages 10-14, male | SP.POP.1014.MA | 159873100 | 160221600
EARPopulation ages 15-19, female | Early-demographic dividend | EAR | Population ages 15-19, female | SP.POP.1519.FE | 144675700 | 145233100
EARPopulation ages 15-19, male | Early-demographic dividend | EAR | Population ages 15-19, male | SP.POP.1519.MA | 155825700 | 156412800
EARPopulation ages 20-24, female | Early-demographic dividend | EAR | Population ages 20-24, female | SP.POP.2024.FE | 140484900 | 141055800
EARPopulation ages 20-24, male | Early-demographic dividend | EAR | Population ages 20-24, male | SP.POP.2024.MA | 150245800 | 151028700
EARPopulation ages 25-29, female | Early-demographic dividend | EAR | Population ages 25-29, female | SP.POP.2529.FE | 135107900 | 135962200
EARPopulation ages 25-29, male | Early-demographic dividend | EAR | Population ages 25-29, male | SP.POP.2529.MA | 142851400 | 144080800
EARPopulation ages 30-34, female | Early-demographic dividend | EAR | Population ages 30-34, female | SP.POP.3034.FE | 128327700 | 129604900
EARPopulation ages 30-34, male | Early-demographic dividend | EAR | Population ages 30-34, male | SP.POP.3034.MA | 133720200 | 135305700
EARPopulation ages 35-39, female | Early-demographic dividend | EAR | Population ages 35-39, female | SP.POP.3539.FE | 117840600 | 120217200
EARPopulation ages 35-39, male | Early-demographic dividend | EAR | Population ages 35-39, male | SP.POP.3539.MA | 122016000 | 124582500
EARPopulation ages 40-44, female | Early-demographic dividend | EAR | Population ages 40-44, female | SP.POP.4044.FE | 102647500 | 105185100
EARPopulation ages 40-44, male | Early-demographic dividend | EAR | Population ages 40-44, male | SP.POP.4044.MA | 105561600 | 108242100
EARPopulation ages 45-49, female | Early-demographic dividend | EAR | Population ages 45-49, female | SP.POP.4549.FE | 89886700 | 92007100
EARPopulation ages 45-49, male | Early-demographic dividend | EAR | Population ages 45-49, male | SP.POP.4549.MA | 91740200 | 93938400
EARPopulation ages 50-54, female | Early-demographic dividend | EAR | Population ages 50-54, female | SP.POP.5054.FE | 77861100 | 79742800
EARPopulation ages 50-54, male | Early-demographic dividend | EAR | Population ages 50-54, male | SP.POP.5054.MA | 78652300 | 80589800
EARPopulation ages 55-59, male | Early-demographic dividend | EAR | Population ages 55-59, male | SP.POP.5559.MA | 65701800 | 67568600
EARPopulation ages 55-59, female | Early-demographic dividend | EAR | Population ages 55-59, female | SP.POP.5559.FE | 65978300 | 67864700
EARPopulation ages 65-69, male | Early-demographic dividend | EAR | Population ages 65-69, male | SP.POP.6569.MA | 38280600 | 40104500
EARPopulation ages 65-69, female | Early-demographic dividend | EAR | Population ages 65-69, female | SP.POP.6569.FE | 40206000 | 42029400
EARPopulation ages 60-64, female | Early-demographic dividend | EAR | Population ages 60-64, female | SP.POP.6064.FE | 53227500 | 55083700
EARPopulation ages 60-64, male | Early-demographic dividend | EAR | Population ages 60-64, male | SP.POP.6064.MA | 52038800 | 53749400
EARPopulation ages 70-74, female | Early-demographic dividend | EAR | Population ages 70-74, female | SP.POP.7074.FE | 27574400 | 28840000
EARPopulation ages 70-74, male | Early-demographic dividend | EAR | Population ages 70-74, male | SP.POP.7074.MA | 24399600 | 25601400
EARPopulation ages 75-79, female | Early-demographic dividend | EAR | Population ages 75-79, female | SP.POP.7579.FE | 18496400 | 19110900
EARPopulation ages 75-79, male | Early-demographic dividend | EAR | Population ages 75-79, male | SP.POP.7579.MA | 15554000 | 16009300
EARPopulation ages 80 and above, female | Early-demographic dividend | EAR | Population ages 80 and above, female | SP.POP.80UP.FE | 18236600 | 18612200
EARPopulation ages 80 and above, male | Early-demographic dividend | EAR | Population ages 80 and above, male | SP.POP.80UP.MA | 13690400 | 13823900
EARPopulation, male | Early-demographic dividend | EAR | Population, male | SP.POP.TOTL.MA.IN | 1675924000 | 1696964000
EARPopulation, total | Early-demographic dividend | EAR | Population, total | SP.POP.TOTL | 3290981000 | 3332556000
EARPopulation, female | Early-demographic dividend | EAR | Population, female | SP.POP.TOTL.FE.IN | 1615057000 | 1635590000
EARPopulation growth (annual %) | Early-demographic dividend | EAR | Population growth (annual %) | SP.POP.GROW | 1.2877 | 1.2633
EASPopulation ages 0-14, female | East Asia & Pacific | EAS | Population ages 0-14, female | SP.POP.0014.FE.IN | 218323000 | 218101000
EASPopulation ages 0-14, male | East Asia & Pacific | EAS | Population ages 0-14, male | SP.POP.0014.MA.IN | 241337000 | 240749000
EASPopulation ages 00-04, female | East Asia & Pacific | EAS | Population ages 00-04, female | SP.POP.0004.FE | 73059400 | 72270600
EASPopulation ages 00-04, male | East Asia & Pacific | EAS | Population ages 00-04, male | SP.POP.0004.MA | 80036300 | 79040400
EASPopulation ages 05-09, female | East Asia & Pacific | EAS | Population ages 05-09, female | SP.POP.0509.FE | 73841100 | 74138400
EASPopulation ages 05-09, male | East Asia & Pacific | EAS | Population ages 05-09, male | SP.POP.0509.MA | 81705800 | 81807900
EASPopulation ages 10-14, female | East Asia & Pacific | EAS | Population ages 10-14, female | SP.POP.1014.FE | 71418300 | 71699600
EASPopulation ages 10-14, male | East Asia & Pacific | EAS | Population ages 10-14, male | SP.POP.1014.MA | 79593700 | 79897000
EASPopulation ages 15-19, female | East Asia & Pacific | EAS | Population ages 15-19, female | SP.POP.1519.FE | 71665800 | 71173100
EASPopulation ages 15-19, male | East Asia & Pacific | EAS | Population ages 15-19, male | SP.POP.1519.MA | 79198000 | 78828100
EASPopulation ages 20-24, female | East Asia & Pacific | EAS | Population ages 20-24, female | SP.POP.2024.FE | 75421000 | 74484100
EASPopulation ages 20-24, male | East Asia & Pacific | EAS | Population ages 20-24, male | SP.POP.2024.MA | 82337400 | 81493500
EASPopulation ages 25-29, female | East Asia & Pacific | EAS | Population ages 25-29, female | SP.POP.2529.FE | 83205700 | 80149900
EASPopulation ages 25-29, male | East Asia & Pacific | EAS | Population ages 25-29, male | SP.POP.2529.MA | 89193900 | 86367400
EASPopulation ages 30-34, female | East Asia & Pacific | EAS | Population ages 30-34, female | SP.POP.3034.FE | 94021800 | 94469100
EASPopulation ages 30-34, male | East Asia & Pacific | EAS | Population ages 30-34, male | SP.POP.3034.MA | 98202100 | 98970800
EASPopulation ages 35-39, female | East Asia & Pacific | EAS | Population ages 35-39, female | SP.POP.3539.FE | 80120200 | 81996800
EASPopulation ages 35-39, male | East Asia & Pacific | EAS | Population ages 35-39, male | SP.POP.3539.MA | 82791700 | 84823200
EASPopulation ages 40-44, female | East Asia & Pacific | EAS | Population ages 40-44, female | SP.POP.4044.FE | 80139600 | 78428900
EASPopulation ages 40-44, male | East Asia & Pacific | EAS | Population ages 40-44, male | SP.POP.4044.MA | 82540100 | 80747400
EASPopulation ages 45-49, female | East Asia & Pacific | EAS | Population ages 45-49, female | SP.POP.4549.FE | 91117800 | 89565200
EASPopulation ages 45-49, male | East Asia & Pacific | EAS | Population ages 45-49, male | SP.POP.4549.MA | 93303200 | 91881300
EASPopulation ages 50-54, female | East Asia & Pacific | EAS | Population ages 50-54, female | SP.POP.5054.FE | 87422600 | 89257100
EASPopulation ages 50-54, male | East Asia & Pacific | EAS | Population ages 50-54, male | SP.POP.5054.MA | 87982800 | 89838500
EASPopulation ages 55-59, male | East Asia & Pacific | EAS | Population ages 55-59, male | SP.POP.5559.MA | 71196000 | 73977700
EASPopulation ages 55-59, female | East Asia & Pacific | EAS | Population ages 55-59, female | SP.POP.5559.FE | 71019800 | 73861300
EASPopulation ages 65-69, male | East Asia & Pacific | EAS | Population ages 65-69, male | SP.POP.6569.MA | 50204600 | 52028200
EASPopulation ages 65-69, female | East Asia & Pacific | EAS | Population ages 65-69, female | SP.POP.6569.FE | 52935700 | 54797300
EASPopulation ages 60-64, female | East Asia & Pacific | EAS | Population ages 60-64, female | SP.POP.6064.FE | 59469300 | 60346300
EASPopulation ages 60-64, male | East Asia & Pacific | EAS | Population ages 60-64, male | SP.POP.6064.MA | 58319800 | 59194600
EASPopulation ages 70-74, female | East Asia & Pacific | EAS | Population ages 70-74, female | SP.POP.7074.FE | 35213600 | 37544500
EASPopulation ages 70-74, male | East Asia & Pacific | EAS | Population ages 70-74, male | SP.POP.7074.MA | 30993100 | 33089000
EASPopulation ages 75-79, female | East Asia & Pacific | EAS | Population ages 75-79, female | SP.POP.7579.FE | 23718000 | 24659400
EASPopulation ages 75-79, male | East Asia & Pacific | EAS | Population ages 75-79, male | SP.POP.7579.MA | 19294700 | 19976200
EASPopulation ages 80 and above, female | East Asia & Pacific | EAS | Population ages 80 and above, female | SP.POP.80UP.FE | 30318100 | 31118700
EASPopulation ages 80 and above, male | East Asia & Pacific | EAS | Population ages 80 and above, male | SP.POP.80UP.MA | 18868300 | 19174700
EASPopulation, male | East Asia & Pacific | EAS | Population, male | SP.POP.TOTL.MA.IN | 1185761000 | 1191134000
EASPopulation, total | East Asia & Pacific | EAS | Population, total | SP.POP.TOTL | 2340080000 | 2351307000
EASPopulation, female | East Asia & Pacific | EAS | Population, female | SP.POP.TOTL.FE.IN | 1154107000 | 1159958000
EASPopulation growth (annual %) | East Asia & Pacific | EAS | Population growth (annual %) | SP.POP.GROW | 0.50936 | 0.47977
EAPPopulation ages 0-14, female | East Asia & Pacific (excluding high income) | EAP | Population ages 0-14, female | SP.POP.0014.FE.IN | 202155000 | 202037000
EAPPopulation ages 0-14, male | East Asia & Pacific (excluding high income) | EAP | Population ages 0-14, male | SP.POP.0014.MA.IN | 224204000 | 223722000
EAPPopulation ages 00-04, female | East Asia & Pacific (excluding high income) | EAP | Population ages 00-04, female | SP.POP.0004.FE | 67926100 | 67219300
EAPPopulation ages 00-04, male | East Asia & Pacific (excluding high income) | EAP | Population ages 00-04, male | SP.POP.0004.MA | 74601300 | 73692400
EAPPopulation ages 05-09, female | East Asia & Pacific (excluding high income) | EAP | Population ages 05-09, female | SP.POP.0509.FE | 68342700 | 68650500
EAPPopulation ages 05-09, male | East Asia & Pacific (excluding high income) | EAP | Population ages 05-09, male | SP.POP.0509.MA | 75879900 | 75994000
EAPPopulation ages 10-14, female | East Asia & Pacific (excluding high income) | EAP | Population ages 10-14, female | SP.POP.1014.FE | 65884800 | 66172100
EAPPopulation ages 10-14, male | East Asia & Pacific (excluding high income) | EAP | Population ages 10-14, male | SP.POP.1014.MA | 73722800 | 74035200
EAPPopulation ages 15-19, female | East Asia & Pacific (excluding high income) | EAP | Population ages 15-19, female | SP.POP.1519.FE | 65804000 | 65426400
EAPPopulation ages 15-19, male | East Asia & Pacific (excluding high income) | EAP | Population ages 15-19, male | SP.POP.1519.MA | 72957800 | 72715000
EAPPopulation ages 20-24, female | East Asia & Pacific (excluding high income) | EAP | Population ages 20-24, female | SP.POP.2024.FE | 68766400 | 67936500
EAPPopulation ages 20-24, male | East Asia & Pacific (excluding high income) | EAP | Population ages 20-24, male | SP.POP.2024.MA | 75211200 | 74497300
EAPPopulation ages 25-29, female | East Asia & Pacific (excluding high income) | EAP | Population ages 25-29, female | SP.POP.2529.FE | 76179100 | 73162500
EAPPopulation ages 25-29, male | East Asia & Pacific (excluding high income) | EAP | Population ages 25-29, male | SP.POP.2529.MA | 81682500 | 78881000
EAPPopulation ages 30-34, female | East Asia & Pacific (excluding high income) | EAP | Population ages 30-34, female | SP.POP.3034.FE | 86535100 | 87114300
EAPPopulation ages 30-34, male | East Asia & Pacific (excluding high income) | EAP | Population ages 30-34, male | SP.POP.3034.MA | 90418400 | 91297900
EAPPopulation ages 35-39, female | East Asia & Pacific (excluding high income) | EAP | Population ages 35-39, female | SP.POP.3539.FE | 71754300 | 73735800
EAPPopulation ages 35-39, male | East Asia & Pacific (excluding high income) | EAP | Population ages 35-39, male | SP.POP.3539.MA | 74239700 | 76356100
EAPPopulation ages 40-44, female | East Asia & Pacific (excluding high income) | EAP | Population ages 40-44, female | SP.POP.4044.FE | 71281400 | 69740800
EAPPopulation ages 40-44, male | East Asia & Pacific (excluding high income) | EAP | Population ages 40-44, male | SP.POP.4044.MA | 73561400 | 71943800
EAPPopulation ages 45-49, female | East Asia & Pacific (excluding high income) | EAP | Population ages 45-49, female | SP.POP.4549.FE | 81579700 | 80017100
EAPPopulation ages 45-49, male | East Asia & Pacific (excluding high income) | EAP | Population ages 45-49, male | SP.POP.4549.MA | 83647000 | 82205100
EAPPopulation ages 50-54, female | East Asia & Pacific (excluding high income) | EAP | Population ages 50-54, female | SP.POP.5054.FE | 78603500 | 80342700
EAPPopulation ages 50-54, male | East Asia & Pacific (excluding high income) | EAP | Population ages 50-54, male | SP.POP.5054.MA | 79185800 | 80945100
EAPPopulation ages 55-59, male | East Asia & Pacific (excluding high income) | EAP | Population ages 55-59, male | SP.POP.5559.MA | 62785800 | 65495800
EAPPopulation ages 55-59, female | East Asia & Pacific (excluding high income) | EAP | Population ages 55-59, female | SP.POP.5559.FE | 62577800 | 65338600
EAPPopulation ages 65-69, male | East Asia & Pacific (excluding high income) | EAP | Population ages 65-69, male | SP.POP.6569.MA | 43004600 | 44819300
EAPPopulation ages 65-69, female | East Asia & Pacific (excluding high income) | EAP | Population ages 65-69, female | SP.POP.6569.FE | 45316500 | 47189000
EAPPopulation ages 60-64, female | East Asia & Pacific (excluding high income) | EAP | Population ages 60-64, female | SP.POP.6064.FE | 51566300 | 52381200
EAPPopulation ages 60-64, male | East Asia & Pacific (excluding high income) | EAP | Population ages 60-64, male | SP.POP.6064.MA | 50572300 | 51376000
EAPPopulation ages 70-74, female | East Asia & Pacific (excluding high income) | EAP | Population ages 70-74, female | SP.POP.7074.FE | 28075600 | 30241500
EAPPopulation ages 70-74, male | East Asia & Pacific (excluding high income) | EAP | Population ages 70-74, male | SP.POP.7074.MA | 24600900 | 26512600
EAPPopulation ages 75-79, female | East Asia & Pacific (excluding high income) | EAP | Population ages 75-79, female | SP.POP.7579.FE | 18161400 | 18909000
EAPPopulation ages 75-79, male | East Asia & Pacific (excluding high income) | EAP | Population ages 75-79, male | SP.POP.7579.MA | 14842300 | 15324800
EAPPopulation ages 80 and above, female | East Asia & Pacific (excluding high income) | EAP | Population ages 80 and above, female | SP.POP.80UP.FE | 20622500 | 21116600
EAPPopulation ages 80 and above, male | East Asia & Pacific (excluding high income) | EAP | Population ages 80 and above, male | SP.POP.80UP.MA | 13241200 | 13359300
EAPPopulation, male | East Asia & Pacific (excluding high income) | EAP | Population, male | SP.POP.TOTL.MA.IN | 1064150000 | 1069450000
EAPPopulation, total | East Asia & Pacific (excluding high income) | EAP | Population, total | SP.POP.TOTL | 2093269000 | 2104283000
EAPPopulation, female | East Asia & Pacific (excluding high income) | EAP | Population, female | SP.POP.TOTL.FE.IN | 1028981000 | 1034694000
EAPPopulation growth (annual %) | East Asia & Pacific (excluding high income) | EAP | Population growth (annual %) | SP.POP.GROW | 0.55808 | 0.52616
TEAPopulation ages 0-14, female | East Asia & Pacific (IDA & IBRD countries) | TEA | Population ages 0-14, female | SP.POP.0014.FE.IN | 199647000 | 199538000
TEAPopulation ages 0-14, male | East Asia & Pacific (IDA & IBRD countries) | TEA | Population ages 0-14, male | SP.POP.0014.MA.IN | 221580000 | 221106000
TEAPopulation ages 00-04, female | East Asia & Pacific (IDA & IBRD countries) | TEA | Population ages 00-04, female | SP.POP.0004.FE | 67075100 | 66367300
TEAPopulation ages 00-04, male | East Asia & Pacific (IDA & IBRD countries) | TEA | Population ages 00-04, male | SP.POP.0004.MA | 73709300 | 72798400
TEAPopulation ages 05-09, female | East Asia & Pacific (IDA & IBRD countries) | TEA | Population ages 05-09, female | SP.POP.0509.FE | 67525700 | 67827500
TEAPopulation ages 05-09, male | East Asia & Pacific (IDA & IBRD countries) | TEA | Population ages 05-09, male | SP.POP.0509.MA | 75024900 | 75132000
TEAPopulation ages 10-14, female | East Asia & Pacific (IDA & IBRD countries) | TEA | Population ages 10-14, female | SP.POP.1014.FE | 65044800 | 65348100
TEAPopulation ages 10-14, male | East Asia & Pacific (IDA & IBRD countries) | TEA | Population ages 10-14, male | SP.POP.1014.MA | 72846800 | 73174200
TEAPopulation ages 15-19, female | East Asia & Pacific (IDA & IBRD countries) | TEA | Population ages 15-19, female | SP.POP.1519.FE | 64872000 | 64507400
TEAPopulation ages 15-19, male | East Asia & Pacific (IDA & IBRD countries) | TEA | Population ages 15-19, male | SP.POP.1519.MA | 71985800 | 71758000
TEAPopulation ages 20-24, female | East Asia & Pacific (IDA & IBRD countries) | TEA | Population ages 20-24, female | SP.POP.2024.FE | 67810400 | 66988500
TEAPopulation ages 20-24, male | East Asia & Pacific (IDA & IBRD countries) | TEA | Population ages 20-24, male | SP.POP.2024.MA | 74210200 | 73504300
TEAPopulation ages 25-29, female | East Asia & Pacific (IDA & IBRD countries) | TEA | Population ages 25-29, female | SP.POP.2529.FE | 75210100 | 72188500
TEAPopulation ages 25-29, male | East Asia & Pacific (IDA & IBRD countries) | TEA | Population ages 25-29, male | SP.POP.2529.MA | 80678500 | 77871000
TEAPopulation ages 30-34, female | East Asia & Pacific (IDA & IBRD countries) | TEA | Population ages 30-34, female | SP.POP.3034.FE | 85628100 | 86203300
TEAPopulation ages 30-34, male | East Asia & Pacific (IDA & IBRD countries) | TEA | Population ages 30-34, male | SP.POP.3034.MA | 89483400 | 90357900
TEAPopulation ages 35-39, female | East Asia & Pacific (IDA & IBRD countries) | TEA | Population ages 35-39, female | SP.POP.3539.FE | 70894300 | 72851800
TEAPopulation ages 35-39, male | East Asia & Pacific (IDA & IBRD countries) | TEA | Population ages 35-39, male | SP.POP.3539.MA | 73357700 | 75449100
TEAPopulation ages 40-44, female | East Asia & Pacific (IDA & IBRD countries) | TEA | Population ages 40-44, female | SP.POP.4044.FE | 70471400 | 68968800
TEAPopulation ages 40-44, male | East Asia & Pacific (IDA & IBRD countries) | TEA | Population ages 40-44, male | SP.POP.4044.MA | 72739400 | 71158800
TEAPopulation ages 45-49, female | East Asia & Pacific (IDA & IBRD countries) | TEA | Population ages 45-49, female | SP.POP.4549.FE | 80464700 | 78940100
TEAPopulation ages 45-49, male | East Asia & Pacific (IDA & IBRD countries) | TEA | Population ages 45-49, male | SP.POP.4549.MA | 82530000 | 81124100
TEAPopulation ages 50-54, female | East Asia & Pacific (IDA & IBRD countries) | TEA | Population ages 50-54, female | SP.POP.5054.FE | 77574500 | 79264700
TEAPopulation ages 50-54, male | East Asia & Pacific (IDA & IBRD countries) | TEA | Population ages 50-54, male | SP.POP.5054.MA | 78173800 | 79883100
TEAPopulation ages 55-59, male | East Asia & Pacific (IDA & IBRD countries) | TEA | Population ages 55-59, male | SP.POP.5559.MA | 62077800 | 64773800
TEAPopulation ages 55-59, female | East Asia & Pacific (IDA & IBRD countries) | TEA | Population ages 55-59, female | SP.POP.5559.FE | 61827800 | 64578600
TEAPopulation ages 65-69, male | East Asia & Pacific (IDA & IBRD countries) | TEA | Population ages 65-69, male | SP.POP.6569.MA | 42739600 | 44535300
TEAPopulation ages 65-69, female | East Asia & Pacific (IDA & IBRD countries) | TEA | Population ages 65-69, female | SP.POP.6569.FE | 44952500 | 46811000
TEAPopulation ages 60-64, female | East Asia & Pacific (IDA & IBRD countries) | TEA | Population ages 60-64, female | SP.POP.6064.FE | 50837300 | 51603200
TEAPopulation ages 60-64, male | East Asia & Pacific (IDA & IBRD countries) | TEA | Population ages 60-64, male | SP.POP.6064.MA | 49922300 | 50681000
TEAPopulation ages 70-74, female | East Asia & Pacific (IDA & IBRD countries) | TEA | Population ages 70-74, female | SP.POP.7074.FE | 27599600 | 29780500
TEAPopulation ages 70-74, male | East Asia & Pacific (IDA & IBRD countries) | TEA | Population ages 70-74, male | SP.POP.7074.MA | 24303900 | 26227600
TEAPopulation ages 75-79, female | East Asia & Pacific (IDA & IBRD countries) | TEA | Population ages 75-79, female | SP.POP.7579.FE | 17789400 | 18529000
TEAPopulation ages 75-79, male | East Asia & Pacific (IDA & IBRD countries) | TEA | Population ages 75-79, male | SP.POP.7579.MA | 14666300 | 15145800
TEAPopulation ages 80 and above, female | East Asia & Pacific (IDA & IBRD countries) | TEA | Population ages 80 and above, female | SP.POP.80UP.FE | 20285500 | 20764600
TEAPopulation ages 80 and above, male | East Asia & Pacific (IDA & IBRD countries) | TEA | Population ages 80 and above, male | SP.POP.80UP.MA | 13153200 | 13267300
TEAPopulation, male | East Asia & Pacific (IDA & IBRD countries) | TEA | Population, male | SP.POP.TOTL.MA.IN | 1051597000 | 1056842000
TEAPopulation, total | East Asia & Pacific (IDA & IBRD countries) | TEA | Population, total | SP.POP.TOTL | 2067566000 | 2078467000
TEAPopulation, female | East Asia & Pacific (IDA & IBRD countries) | TEA | Population, female | SP.POP.TOTL.FE.IN | 1015868000 | 1021524000
TEAPopulation growth (annual %) | East Asia & Pacific (IDA & IBRD countries) | TEA | Population growth (annual %) | SP.POP.GROW | 0.5594 | 0.52724
ECUPopulation ages 0-14, female | Ecuador | ECU | Population ages 0-14, female | SP.POP.0014.FE.IN | 2354000 | 2363000
ECUPopulation ages 0-14, male | Ecuador | ECU | Population ages 0-14, male | SP.POP.0014.MA.IN | 2460000 | 2470000
ECUPopulation ages 00-04, female | Ecuador | ECU | Population ages 00-04, female | SP.POP.0004.FE | 812000 | 815000
ECUPopulation ages 00-04, male | Ecuador | ECU | Population ages 00-04, male | SP.POP.0004.MA | 850000 | 852000
ECUPopulation ages 05-09, female | Ecuador | ECU | Population ages 05-09, female | SP.POP.0509.FE | 782000 | 788000
ECUPopulation ages 05-09, male | Ecuador | ECU | Population ages 05-09, male | SP.POP.0509.MA | 817000 | 823000
ECUPopulation ages 10-14, female | Ecuador | ECU | Population ages 10-14, female | SP.POP.1014.FE | 760000 | 761000
ECUPopulation ages 10-14, male | Ecuador | ECU | Population ages 10-14, male | SP.POP.1014.MA | 793000 | 794000
ECUPopulation ages 15-19, female | Ecuador | ECU | Population ages 15-19, female | SP.POP.1519.FE | 767000 | 766000
ECUPopulation ages 15-19, male | Ecuador | ECU | Population ages 15-19, male | SP.POP.1519.MA | 797000 | 795000
ECUPopulation ages 20-24, female | Ecuador | ECU | Population ages 20-24, female | SP.POP.2024.FE | 763000 | 771000
ECUPopulation ages 20-24, male | Ecuador | ECU | Population ages 20-24, male | SP.POP.2024.MA | 788000 | 796000
ECUPopulation ages 25-29, female | Ecuador | ECU | Population ages 25-29, female | SP.POP.2529.FE | 716000 | 728000
ECUPopulation ages 25-29, male | Ecuador | ECU | Population ages 25-29, male | SP.POP.2529.MA | 730000 | 742000
ECUPopulation ages 30-34, female | Ecuador | ECU | Population ages 30-34, female | SP.POP.3034.FE | 666000 | 679000
ECUPopulation ages 30-34, male | Ecuador | ECU | Population ages 30-34, male | SP.POP.3034.MA | 671000 | 684000
ECUPopulation ages 35-39, female | Ecuador | ECU | Population ages 35-39, female | SP.POP.3539.FE | 602000 | 615000
ECUPopulation ages 35-39, male | Ecuador | ECU | Population ages 35-39, male | SP.POP.3539.MA | 601000 | 614000
ECUPopulation ages 40-44, female | Ecuador | ECU | Population ages 40-44, female | SP.POP.4044.FE | 544000 | 554000
ECUPopulation ages 40-44, male | Ecuador | ECU | Population ages 40-44, male | SP.POP.4044.MA | 534000 | 545000
ECUPopulation ages 45-49, female | Ecuador | ECU | Population ages 45-49, female | SP.POP.4549.FE | 491000 | 502000
ECUPopulation ages 45-49, male | Ecuador | ECU | Population ages 45-49, male | SP.POP.4549.MA | 477000 | 487000
ECUPopulation ages 50-54, female | Ecuador | ECU | Population ages 50-54, female | SP.POP.5054.FE | 428000 | 440000
ECUPopulation ages 50-54, male | Ecuador | ECU | Population ages 50-54, male | SP.POP.5054.MA | 413000 | 424000
ECUPopulation ages 55-59, male | Ecuador | ECU | Population ages 55-59, male | SP.POP.5559.MA | 344000 | 355000
ECUPopulation ages 55-59, female | Ecuador | ECU | Population ages 55-59, female | SP.POP.5559.FE | 361000 | 372000
ECUPopulation ages 65-69, male | Ecuador | ECU | Population ages 65-69, male | SP.POP.6569.MA | 222000 | 233000
ECUPopulation ages 65-69, female | Ecuador | ECU | Population ages 65-69, female | SP.POP.6569.FE | 241000 | 253000
ECUPopulation ages 60-64, female | Ecuador | ECU | Population ages 60-64, female | SP.POP.6064.FE | 302000 | 310000
ECUPopulation ages 60-64, male | Ecuador | ECU | Population ages 60-64, male | SP.POP.6064.MA | 283000 | 291000
ECUPopulation ages 70-74, female | Ecuador | ECU | Population ages 70-74, female | SP.POP.7074.FE | 165000 | 173000
ECUPopulation ages 70-74, male | Ecuador | ECU | Population ages 70-74, male | SP.POP.7074.MA | 147000 | 155000
ECUPopulation ages 75-79, female | Ecuador | ECU | Population ages 75-79, female | SP.POP.7579.FE | 126000 | 130000
ECUPopulation ages 75-79, male | Ecuador | ECU | Population ages 75-79, male | SP.POP.7579.MA | 108000 | 112000
ECUPopulation ages 80 and above, female | Ecuador | ECU | Population ages 80 and above, female | SP.POP.80UP.FE | 157000 | 163000
ECUPopulation ages 80 and above, male | Ecuador | ECU | Population ages 80 and above, male | SP.POP.80UP.MA | 116000 | 120000
ECUPopulation, male | Ecuador | ECU | Population, male | SP.POP.TOTL.MA.IN | 8690000 | 8824000
ECUPopulation, total | Ecuador | ECU | Population, total | SP.POP.TOTL | 17374000 | 17643000
ECUPopulation, female | Ecuador | ECU | Population, female | SP.POP.TOTL.FE.IN | 8683000 | 8819000
ECUPopulation growth (annual %) | Ecuador | ECU | Population growth (annual %) | SP.POP.GROW | 0 | 0
EGYPopulation ages 0-14, female | Egypt, Arab Rep. | EGY | Population ages 0-14, female | SP.POP.0014.FE.IN | 16478000 | 16843000
EGYPopulation ages 0-14, male | Egypt, Arab Rep. | EGY | Population ages 0-14, male | SP.POP.0014.MA.IN | 17488000 | 17869000
EGYPopulation ages 00-04, female | Egypt, Arab Rep. | EGY | Population ages 00-04, female | SP.POP.0004.FE | 6217000 | 6169000
EGYPopulation ages 00-04, male | Egypt, Arab Rep. | EGY | Population ages 00-04, male | SP.POP.0004.MA | 6587000 | 6529000
EGYPopulation ages 05-09, female | Egypt, Arab Rep. | EGY | Population ages 05-09, female | SP.POP.0509.FE | 5728000 | 5977000
EGYPopulation ages 05-09, male | Egypt, Arab Rep. | EGY | Population ages 05-09, male | SP.POP.0509.MA | 6090000 | 6355000
EGYPopulation ages 10-14, female | Egypt, Arab Rep. | EGY | Population ages 10-14, female | SP.POP.1014.FE | 4534000 | 4698000
EGYPopulation ages 10-14, male | Egypt, Arab Rep. | EGY | Population ages 10-14, male | SP.POP.1014.MA | 4810000 | 4986000
EGYPopulation ages 15-19, female | Egypt, Arab Rep. | EGY | Population ages 15-19, female | SP.POP.1519.FE | 4190000 | 4225000
EGYPopulation ages 15-19, male | Egypt, Arab Rep. | EGY | Population ages 15-19, male | SP.POP.1519.MA | 4435000 | 4476000
EGYPopulation ages 20-24, female | Egypt, Arab Rep. | EGY | Population ages 20-24, female | SP.POP.2024.FE | 4088000 | 4105000
EGYPopulation ages 20-24, male | Egypt, Arab Rep. | EGY | Population ages 20-24, male | SP.POP.2024.MA | 4279000 | 4311000
EGYPopulation ages 25-29, female | Egypt, Arab Rep. | EGY | Population ages 25-29, female | SP.POP.2529.FE | 4007000 | 3998000
EGYPopulation ages 25-29, male | Egypt, Arab Rep. | EGY | Population ages 25-29, male | SP.POP.2529.MA | 4100000 | 4096000
EGYPopulation ages 30-34, female | Egypt, Arab Rep. | EGY | Population ages 30-34, female | SP.POP.3034.FE | 3951000 | 3999000
EGYPopulation ages 30-34, male | Egypt, Arab Rep. | EGY | Population ages 30-34, male | SP.POP.3034.MA | 4031000 | 4066000
EGYPopulation ages 35-39, female | Egypt, Arab Rep. | EGY | Population ages 35-39, female | SP.POP.3539.FE | 3414000 | 3512000
EGYPopulation ages 35-39, male | Egypt, Arab Rep. | EGY | Population ages 35-39, male | SP.POP.3539.MA | 3526000 | 3621000
EGYPopulation ages 40-44, female | Egypt, Arab Rep. | EGY | Population ages 40-44, female | SP.POP.4044.FE | 2879000 | 2979000
EGYPopulation ages 40-44, male | Egypt, Arab Rep. | EGY | Population ages 40-44, male | SP.POP.4044.MA | 2941000 | 3061000
EGYPopulation ages 45-49, female | Egypt, Arab Rep. | EGY | Population ages 45-49, female | SP.POP.4549.FE | 2410000 | 2481000
EGYPopulation ages 45-49, male | Egypt, Arab Rep. | EGY | Population ages 45-49, male | SP.POP.4549.MA | 2345000 | 2427000
EGYPopulation ages 50-54, female | Egypt, Arab Rep. | EGY | Population ages 50-54, female | SP.POP.5054.FE | 2093000 | 2144000
EGYPopulation ages 50-54, male | Egypt, Arab Rep. | EGY | Population ages 50-54, male | SP.POP.5054.MA | 2035000 | 2070000
EGYPopulation ages 55-59, male | Egypt, Arab Rep. | EGY | Population ages 55-59, male | SP.POP.5559.MA | 1768000 | 1803000
EGYPopulation ages 55-59, female | Egypt, Arab Rep. | EGY | Population ages 55-59, female | SP.POP.5559.FE | 1782000 | 1828000
EGYPopulation ages 65-69, male | Egypt, Arab Rep. | EGY | Population ages 65-69, male | SP.POP.6569.MA | 1012000 | 1040000
EGYPopulation ages 65-69, female | Egypt, Arab Rep. | EGY | Population ages 65-69, female | SP.POP.6569.FE | 1094000 | 1121000
EGYPopulation ages 60-64, female | Egypt, Arab Rep. | EGY | Population ages 60-64, female | SP.POP.6064.FE | 1452000 | 1510000
EGYPopulation ages 60-64, male | Egypt, Arab Rep. | EGY | Population ages 60-64, male | SP.POP.6064.MA | 1400000 | 1452000
EGYPopulation ages 70-74, female | Egypt, Arab Rep. | EGY | Population ages 70-74, female | SP.POP.7074.FE | 871000 | 908000
EGYPopulation ages 70-74, male | Egypt, Arab Rep. | EGY | Population ages 70-74, male | SP.POP.7074.MA | 723000 | 758000
EGYPopulation ages 75-79, female | Egypt, Arab Rep. | EGY | Population ages 75-79, female | SP.POP.7579.FE | 474000 | 500000
EGYPopulation ages 75-79, male | Egypt, Arab Rep. | EGY | Population ages 75-79, male | SP.POP.7579.MA | 344000 | 365000
EGYPopulation ages 80 and above, female | Egypt, Arab Rep. | EGY | Population ages 80 and above, female | SP.POP.80UP.FE | 483000 | 477000
EGYPopulation ages 80 and above, male | Egypt, Arab Rep. | EGY | Population ages 80 and above, male | SP.POP.80UP.MA | 295000 | 287000
EGYPopulation, male | Egypt, Arab Rep. | EGY | Population, male | SP.POP.TOTL.MA.IN | 50723000 | 51703000
EGYPopulation, total | Egypt, Arab Rep. | EGY | Population, total | SP.POP.TOTL | 100388000 | 102334000
EGYPopulation, female | Egypt, Arab Rep. | EGY | Population, female | SP.POP.TOTL.FE.IN | 49665000 | 50632000
EGYPopulation growth (annual %) | Egypt, Arab Rep. | EGY | Population growth (annual %) | SP.POP.GROW | 0 | 0
SLVPopulation ages 0-14, female | El Salvador | SLV | Population ages 0-14, female | SP.POP.0014.FE.IN | 848000 | 843000
SLVPopulation ages 0-14, male | El Salvador | SLV | Population ages 0-14, male | SP.POP.0014.MA.IN | 886000 | 882000
SLVPopulation ages 00-04, female | El Salvador | SLV | Population ages 00-04, female | SP.POP.0004.FE | 282000 | 281000
SLVPopulation ages 00-04, male | El Salvador | SLV | Population ages 00-04, male | SP.POP.0004.MA | 296000 | 295000
SLVPopulation ages 05-09, female | El Salvador | SLV | Population ages 05-09, female | SP.POP.0509.FE | 280000 | 279000
SLVPopulation ages 05-09, male | El Salvador | SLV | Population ages 05-09, male | SP.POP.0509.MA | 293000 | 292000
SLVPopulation ages 10-14, female | El Salvador | SLV | Population ages 10-14, female | SP.POP.1014.FE | 285000 | 283000
SLVPopulation ages 10-14, male | El Salvador | SLV | Population ages 10-14, male | SP.POP.1014.MA | 297000 | 295000
SLVPopulation ages 15-19, female | El Salvador | SLV | Population ages 15-19, female | SP.POP.1519.FE | 300000 | 292000
SLVPopulation ages 15-19, male | El Salvador | SLV | Population ages 15-19, male | SP.POP.1519.MA | 303000 | 296000
SLVPopulation ages 20-24, female | El Salvador | SLV | Population ages 20-24, female | SP.POP.2024.FE | 326000 | 322000
SLVPopulation ages 20-24, male | El Salvador | SLV | Population ages 20-24, male | SP.POP.2024.MA | 314000 | 311000
SLVPopulation ages 25-29, female | El Salvador | SLV | Population ages 25-29, female | SP.POP.2529.FE | 301000 | 307000
SLVPopulation ages 25-29, male | El Salvador | SLV | Population ages 25-29, male | SP.POP.2529.MA | 269000 | 276000
SLVPopulation ages 30-34, female | El Salvador | SLV | Population ages 30-34, female | SP.POP.3034.FE | 254000 | 260000
SLVPopulation ages 30-34, male | El Salvador | SLV | Population ages 30-34, male | SP.POP.3034.MA | 208000 | 214000
SLVPopulation ages 35-39, female | El Salvador | SLV | Population ages 35-39, female | SP.POP.3539.FE | 228000 | 230000
SLVPopulation ages 35-39, male | El Salvador | SLV | Population ages 35-39, male | SP.POP.3539.MA | 177000 | 178000
SLVPopulation ages 40-44, female | El Salvador | SLV | Population ages 40-44, female | SP.POP.4044.FE | 215000 | 217000
SLVPopulation ages 40-44, male | El Salvador | SLV | Population ages 40-44, male | SP.POP.4044.MA | 164000 | 165000
SLVPopulation ages 45-49, female | El Salvador | SLV | Population ages 45-49, female | SP.POP.4549.FE | 193000 | 196000
SLVPopulation ages 45-49, male | El Salvador | SLV | Population ages 45-49, male | SP.POP.4549.MA | 146000 | 147000
SLVPopulation ages 50-54, female | El Salvador | SLV | Population ages 50-54, female | SP.POP.5054.FE | 171000 | 174000
SLVPopulation ages 50-54, male | El Salvador | SLV | Population ages 50-54, male | SP.POP.5054.MA | 128000 | 129000
SLVPopulation ages 55-59, male | El Salvador | SLV | Population ages 55-59, male | SP.POP.5559.MA | 110000 | 112000
SLVPopulation ages 55-59, female | El Salvador | SLV | Population ages 55-59, female | SP.POP.5559.FE | 149000 | 153000
SLVPopulation ages 65-69, male | El Salvador | SLV | Population ages 65-69, male | SP.POP.6569.MA | 75000 | 76000
SLVPopulation ages 65-69, female | El Salvador | SLV | Population ages 65-69, female | SP.POP.6569.FE | 106000 | 109000
SLVPopulation ages 60-64, female | El Salvador | SLV | Population ages 60-64, female | SP.POP.6064.FE | 126000 | 128000
SLVPopulation ages 60-64, male | El Salvador | SLV | Population ages 60-64, male | SP.POP.6064.MA | 91000 | 93000
SLVPopulation ages 70-74, female | El Salvador | SLV | Population ages 70-74, female | SP.POP.7074.FE | 79000 | 81000
SLVPopulation ages 70-74, male | El Salvador | SLV | Population ages 70-74, male | SP.POP.7074.MA | 57000 | 58000
SLVPopulation ages 75-79, female | El Salvador | SLV | Population ages 75-79, female | SP.POP.7579.FE | 62000 | 63000
SLVPopulation ages 75-79, male | El Salvador | SLV | Population ages 75-79, male | SP.POP.7579.MA | 45000 | 46000
SLVPopulation ages 80 and above, female | El Salvador | SLV | Population ages 80 and above, female | SP.POP.80UP.FE | 72000 | 75000
SLVPopulation ages 80 and above, male | El Salvador | SLV | Population ages 80 and above, male | SP.POP.80UP.MA | 51000 | 52000
SLVPopulation, male | El Salvador | SLV | Population, male | SP.POP.TOTL.MA.IN | 3023000 | 3036000
SLVPopulation, total | El Salvador | SLV | Population, total | SP.POP.TOTL | 6454000 | 6486000
SLVPopulation, female | El Salvador | SLV | Population, female | SP.POP.TOTL.FE.IN | 3430000 | 3450000
SLVPopulation growth (annual %) | El Salvador | SLV | Population growth (annual %) | SP.POP.GROW | 0 | 0
GNQPopulation ages 0-14, female | Equatorial Guinea | GNQ | Population ages 0-14, female | SP.POP.0014.FE.IN | 247000 | 255000
GNQPopulation ages 0-14, male | Equatorial Guinea | GNQ | Population ages 0-14, male | SP.POP.0014.MA.IN | 254000 | 261000
GNQPopulation ages 00-04, female | Equatorial Guinea | GNQ | Population ages 00-04, female | SP.POP.0004.FE | 96000 | 99000
GNQPopulation ages 00-04, male | Equatorial Guinea | GNQ | Population ages 00-04, male | SP.POP.0004.MA | 99000 | 101000
GNQPopulation ages 05-09, female | Equatorial Guinea | GNQ | Population ages 05-09, female | SP.POP.0509.FE | 82000 | 85000
GNQPopulation ages 05-09, male | Equatorial Guinea | GNQ | Population ages 05-09, male | SP.POP.0509.MA | 85000 | 87000
GNQPopulation ages 10-14, female | Equatorial Guinea | GNQ | Population ages 10-14, female | SP.POP.1014.FE | 68000 | 71000
GNQPopulation ages 10-14, male | Equatorial Guinea | GNQ | Population ages 10-14, male | SP.POP.1014.MA | 70000 | 73000
GNQPopulation ages 15-19, female | Equatorial Guinea | GNQ | Population ages 15-19, female | SP.POP.1519.FE | 58000 | 60000
GNQPopulation ages 15-19, male | Equatorial Guinea | GNQ | Population ages 15-19, male | SP.POP.1519.MA | 62000 | 61000
GNQPopulation ages 20-24, female | Equatorial Guinea | GNQ | Population ages 20-24, female | SP.POP.2024.FE | 55000 | 58000
GNQPopulation ages 20-24, male | Equatorial Guinea | GNQ | Population ages 20-24, male | SP.POP.2024.MA | 78000 | 80000
GNQPopulation ages 25-29, female | Equatorial Guinea | GNQ | Population ages 25-29, female | SP.POP.2529.FE | 54000 | 56000
GNQPopulation ages 25-29, male | Equatorial Guinea | GNQ | Population ages 25-29, male | SP.POP.2529.MA | 88000 | 92000
GNQPopulation ages 30-34, female | Equatorial Guinea | GNQ | Population ages 30-34, female | SP.POP.3034.FE | 50000 | 53000
GNQPopulation ages 30-34, male | Equatorial Guinea | GNQ | Population ages 30-34, male | SP.POP.3034.MA | 85000 | 91000
GNQPopulation ages 35-39, female | Equatorial Guinea | GNQ | Population ages 35-39, female | SP.POP.3539.FE | 38000 | 39000
GNQPopulation ages 35-39, male | Equatorial Guinea | GNQ | Population ages 35-39, male | SP.POP.3539.MA | 62000 | 66000
GNQPopulation ages 40-44, female | Equatorial Guinea | GNQ | Population ages 40-44, female | SP.POP.4044.FE | 26000 | 27000
GNQPopulation ages 40-44, male | Equatorial Guinea | GNQ | Population ages 40-44, male | SP.POP.4044.MA | 40000 | 42000
GNQPopulation ages 45-49, female | Equatorial Guinea | GNQ | Population ages 45-49, female | SP.POP.4549.FE | 19000 | 20000
GNQPopulation ages 45-49, male | Equatorial Guinea | GNQ | Population ages 45-49, male | SP.POP.4549.MA | 27000 | 27000
GNQPopulation ages 50-54, female | Equatorial Guinea | GNQ | Population ages 50-54, female | SP.POP.5054.FE | 16000 | 17000
GNQPopulation ages 50-54, male | Equatorial Guinea | GNQ | Population ages 50-54, male | SP.POP.5054.MA | 20000 | 20000
GNQPopulation ages 55-59, male | Equatorial Guinea | GNQ | Population ages 55-59, male | SP.POP.5559.MA | 13000 | 13000
GNQPopulation ages 55-59, female | Equatorial Guinea | GNQ | Population ages 55-59, female | SP.POP.5559.FE | 12000 | 12000
GNQPopulation ages 65-69, male | Equatorial Guinea | GNQ | Population ages 65-69, male | SP.POP.6569.MA | 7300 | 7500
GNQPopulation ages 65-69, female | Equatorial Guinea | GNQ | Population ages 65-69, female | SP.POP.6569.FE | 7500 | 7700
GNQPopulation ages 60-64, female | Equatorial Guinea | GNQ | Population ages 60-64, female | SP.POP.6064.FE | 9700 | 9800
GNQPopulation ages 60-64, male | Equatorial Guinea | GNQ | Population ages 60-64, male | SP.POP.6064.MA | 9900 | 9900
GNQPopulation ages 70-74, female | Equatorial Guinea | GNQ | Population ages 70-74, female | SP.POP.7074.FE | 4600 | 4700
GNQPopulation ages 70-74, male | Equatorial Guinea | GNQ | Population ages 70-74, male | SP.POP.7074.MA | 4300 | 4400
GNQPopulation ages 75-79, female | Equatorial Guinea | GNQ | Population ages 75-79, female | SP.POP.7579.FE | 3000 | 3000
GNQPopulation ages 75-79, male | Equatorial Guinea | GNQ | Population ages 75-79, male | SP.POP.7579.MA | 2600 | 2600
GNQPopulation ages 80 and above, female | Equatorial Guinea | GNQ | Population ages 80 and above, female | SP.POP.80UP.FE | 2000 | 1900
GNQPopulation ages 80 and above, male | Equatorial Guinea | GNQ | Population ages 80 and above, male | SP.POP.80UP.MA | 1600 | 1500
GNQPopulation, male | Equatorial Guinea | GNQ | Population, male | SP.POP.TOTL.MA.IN | 754000 | 780000
GNQPopulation, total | Equatorial Guinea | GNQ | Population, total | SP.POP.TOTL | 1356000 | 1403000
GNQPopulation, female | Equatorial Guinea | GNQ | Population, female | SP.POP.TOTL.FE.IN | 602000 | 623000
GNQPopulation growth (annual %) | Equatorial Guinea | GNQ | Population growth (annual %) | SP.POP.GROW | 0 | 0
ERIPopulation ages 0-14, female | Eritrea | ERI | Population ages 0-14, female | SP.POP.0014.FE.IN | 0 | 0
ERIPopulation ages 0-14, male | Eritrea | ERI | Population ages 0-14, male | SP.POP.0014.MA.IN | 0 | 0
ERIPopulation ages 00-04, female | Eritrea | ERI | Population ages 00-04, female | SP.POP.0004.FE | 0 | 0
ERIPopulation ages 00-04, male | Eritrea | ERI | Population ages 00-04, male | SP.POP.0004.MA | 0 | 0
ERIPopulation ages 05-09, female | Eritrea | ERI | Population ages 05-09, female | SP.POP.0509.FE | 0 | 0
ERIPopulation ages 05-09, male | Eritrea | ERI | Population ages 05-09, male | SP.POP.0509.MA | 0 | 0
ERIPopulation ages 10-14, female | Eritrea | ERI | Population ages 10-14, female | SP.POP.1014.FE | 0 | 0
ERIPopulation ages 10-14, male | Eritrea | ERI | Population ages 10-14, male | SP.POP.1014.MA | 0 | 0
ERIPopulation ages 15-19, female | Eritrea | ERI | Population ages 15-19, female | SP.POP.1519.FE | 0 | 0
ERIPopulation ages 15-19, male | Eritrea | ERI | Population ages 15-19, male | SP.POP.1519.MA | 0 | 0
ERIPopulation ages 20-24, female | Eritrea | ERI | Population ages 20-24, female | SP.POP.2024.FE | 0 | 0
ERIPopulation ages 20-24, male | Eritrea | ERI | Population ages 20-24, male | SP.POP.2024.MA | 0 | 0
ERIPopulation ages 25-29, female | Eritrea | ERI | Population ages 25-29, female | SP.POP.2529.FE | 0 | 0
ERIPopulation ages 25-29, male | Eritrea | ERI | Population ages 25-29, male | SP.POP.2529.MA | 0 | 0
ERIPopulation ages 30-34, female | Eritrea | ERI | Population ages 30-34, female | SP.POP.3034.FE | 0 | 0
ERIPopulation ages 30-34, male | Eritrea | ERI | Population ages 30-34, male | SP.POP.3034.MA | 0 | 0
ERIPopulation ages 35-39, female | Eritrea | ERI | Population ages 35-39, female | SP.POP.3539.FE | 0 | 0
ERIPopulation ages 35-39, male | Eritrea | ERI | Population ages 35-39, male | SP.POP.3539.MA | 0 | 0
ERIPopulation ages 40-44, female | Eritrea | ERI | Population ages 40-44, female | SP.POP.4044.FE | 0 | 0
ERIPopulation ages 40-44, male | Eritrea | ERI | Population ages 40-44, male | SP.POP.4044.MA | 0 | 0
ERIPopulation ages 45-49, female | Eritrea | ERI | Population ages 45-49, female | SP.POP.4549.FE | 0 | 0
ERIPopulation ages 45-49, male | Eritrea | ERI | Population ages 45-49, male | SP.POP.4549.MA | 0 | 0
ERIPopulation ages 50-54, female | Eritrea | ERI | Population ages 50-54, female | SP.POP.5054.FE | 0 | 0
ERIPopulation ages 50-54, male | Eritrea | ERI | Population ages 50-54, male | SP.POP.5054.MA | 0 | 0
ERIPopulation ages 55-59, male | Eritrea | ERI | Population ages 55-59, male | SP.POP.5559.MA | 0 | 0
ERIPopulation ages 55-59, female | Eritrea | ERI | Population ages 55-59, female | SP.POP.5559.FE | 0 | 0
ERIPopulation ages 65-69, male | Eritrea | ERI | Population ages 65-69, male | SP.POP.6569.MA | 0 | 0
ERIPopulation ages 65-69, female | Eritrea | ERI | Population ages 65-69, female | SP.POP.6569.FE | 0 | 0
ERIPopulation ages 60-64, female | Eritrea | ERI | Population ages 60-64, female | SP.POP.6064.FE | 0 | 0
ERIPopulation ages 60-64, male | Eritrea | ERI | Population ages 60-64, male | SP.POP.6064.MA | 0 | 0
ERIPopulation ages 70-74, female | Eritrea | ERI | Population ages 70-74, female | SP.POP.7074.FE | 0 | 0
ERIPopulation ages 70-74, male | Eritrea | ERI | Population ages 70-74, male | SP.POP.7074.MA | 0 | 0
ERIPopulation ages 75-79, female | Eritrea | ERI | Population ages 75-79, female | SP.POP.7579.FE | 0 | 0
ERIPopulation ages 75-79, male | Eritrea | ERI | Population ages 75-79, male | SP.POP.7579.MA | 0 | 0
ERIPopulation ages 80 and above, female | Eritrea | ERI | Population ages 80 and above, female | SP.POP.80UP.FE | 0 | 0
ERIPopulation ages 80 and above, male | Eritrea | ERI | Population ages 80 and above, male | SP.POP.80UP.MA | 0 | 0
ERIPopulation, male | Eritrea | ERI | Population, male | SP.POP.TOTL.MA.IN | 0 | 0
ERIPopulation, total | Eritrea | ERI | Population, total | SP.POP.TOTL | 0 | 0
ERIPopulation, female | Eritrea | ERI | Population, female | SP.POP.TOTL.FE.IN | 0 | 0
ERIPopulation growth (annual %) | Eritrea | ERI | Population growth (annual %) | SP.POP.GROW | 0 | 0
ESTPopulation ages 0-14, female | Estonia | EST | Population ages 0-14, female | SP.POP.0014.FE.IN | 105000 | 105000
ESTPopulation ages 0-14, male | Estonia | EST | Population ages 0-14, male | SP.POP.0014.MA.IN | 112000 | 112000
ESTPopulation ages 00-04, female | Estonia | EST | Population ages 00-04, female | SP.POP.0004.FE | 33000 | 33000
ESTPopulation ages 00-04, male | Estonia | EST | Population ages 00-04, male | SP.POP.0004.MA | 35000 | 35000
ESTPopulation ages 05-09, female | Estonia | EST | Population ages 05-09, female | SP.POP.0509.FE | 37000 | 36000
ESTPopulation ages 05-09, male | Estonia | EST | Population ages 05-09, male | SP.POP.0509.MA | 38000 | 38000
ESTPopulation ages 10-14, female | Estonia | EST | Population ages 10-14, female | SP.POP.1014.FE | 36000 | 36000
ESTPopulation ages 10-14, male | Estonia | EST | Population ages 10-14, male | SP.POP.1014.MA | 38000 | 38000
ESTPopulation ages 15-19, female | Estonia | EST | Population ages 15-19, female | SP.POP.1519.FE | 29000 | 30000
ESTPopulation ages 15-19, male | Estonia | EST | Population ages 15-19, male | SP.POP.1519.MA | 31000 | 32000
ESTPopulation ages 20-24, female | Estonia | EST | Population ages 20-24, female | SP.POP.2024.FE | 30000 | 28000
ESTPopulation ages 20-24, male | Estonia | EST | Population ages 20-24, male | SP.POP.2024.MA | 31000 | 29000
ESTPopulation ages 25-29, female | Estonia | EST | Population ages 25-29, female | SP.POP.2529.FE | 42000 | 41000
ESTPopulation ages 25-29, male | Estonia | EST | Population ages 25-29, male | SP.POP.2529.MA | 47000 | 46000
ESTPopulation ages 30-34, female | Estonia | EST | Population ages 30-34, female | SP.POP.3034.FE | 48000 | 47000
ESTPopulation ages 30-34, male | Estonia | EST | Population ages 30-34, male | SP.POP.3034.MA | 53000 | 53000
ESTPopulation ages 35-39, female | Estonia | EST | Population ages 35-39, female | SP.POP.3539.FE | 44000 | 44000
ESTPopulation ages 35-39, male | Estonia | EST | Population ages 35-39, male | SP.POP.3539.MA | 46000 | 47000
ESTPopulation ages 40-44, female | Estonia | EST | Population ages 40-44, female | SP.POP.4044.FE | 43000 | 42000
ESTPopulation ages 40-44, male | Estonia | EST | Population ages 40-44, male | SP.POP.4044.MA | 46000 | 45000
ESTPopulation ages 45-49, female | Estonia | EST | Population ages 45-49, female | SP.POP.4549.FE | 46000 | 47000
ESTPopulation ages 45-49, male | Estonia | EST | Population ages 45-49, male | SP.POP.4549.MA | 47000 | 49000
ESTPopulation ages 50-54, female | Estonia | EST | Population ages 50-54, female | SP.POP.5054.FE | 40000 | 39000
ESTPopulation ages 50-54, male | Estonia | EST | Population ages 50-54, male | SP.POP.5054.MA | 38000 | 37000
ESTPopulation ages 55-59, male | Estonia | EST | Population ages 55-59, male | SP.POP.5559.MA | 42000 | 42000
ESTPopulation ages 55-59, female | Estonia | EST | Population ages 55-59, female | SP.POP.5559.FE | 47000 | 46000
ESTPopulation ages 65-69, male | Estonia | EST | Population ages 65-69, male | SP.POP.6569.MA | 32000 | 34000
ESTPopulation ages 65-69, female | Estonia | EST | Population ages 65-69, female | SP.POP.6569.FE | 46000 | 49000
ESTPopulation ages 60-64, female | Estonia | EST | Population ages 60-64, female | SP.POP.6064.FE | 48000 | 47000
ESTPopulation ages 60-64, male | Estonia | EST | Population ages 60-64, male | SP.POP.6064.MA | 38000 | 38000
ESTPopulation ages 70-74, female | Estonia | EST | Population ages 70-74, female | SP.POP.7074.FE | 33000 | 32000
ESTPopulation ages 70-74, male | Estonia | EST | Population ages 70-74, male | SP.POP.7074.MA | 21000 | 20000
ESTPopulation ages 75-79, female | Estonia | EST | Population ages 75-79, female | SP.POP.7579.FE | 36000 | 36000
ESTPopulation ages 75-79, male | Estonia | EST | Population ages 75-79, male | SP.POP.7579.MA | 18000 | 18000
ESTPopulation ages 80 and above, female | Estonia | EST | Population ages 80 and above, female | SP.POP.80UP.FE | 57000 | 58000
ESTPopulation ages 80 and above, male | Estonia | EST | Population ages 80 and above, male | SP.POP.80UP.MA | 20000 | 20000
ESTPopulation, male | Estonia | EST | Population, male | SP.POP.TOTL.MA.IN | 623000 | 622000
ESTPopulation, total | Estonia | EST | Population, total | SP.POP.TOTL | 1317000 | 1313000
ESTPopulation, female | Estonia | EST | Population, female | SP.POP.TOTL.FE.IN | 695000 | 691000
ESTPopulation growth (annual %) | Estonia | EST | Population growth (annual %) | SP.POP.GROW | 0 | 0
SWZPopulation ages 0-14, female | Eswatini | SWZ | Population ages 0-14, female | SP.POP.0014.FE.IN | 216000 | 216000
SWZPopulation ages 0-14, male | Eswatini | SWZ | Population ages 0-14, male | SP.POP.0014.MA.IN | 219000 | 219000
SWZPopulation ages 00-04, female | Eswatini | SWZ | Population ages 00-04, female | SP.POP.0004.FE | 71000 | 71000
SWZPopulation ages 00-04, male | Eswatini | SWZ | Population ages 00-04, male | SP.POP.0004.MA | 72000 | 73000
SWZPopulation ages 05-09, female | Eswatini | SWZ | Population ages 05-09, female | SP.POP.0509.FE | 72000 | 71000
SWZPopulation ages 05-09, male | Eswatini | SWZ | Population ages 05-09, male | SP.POP.0509.MA | 73000 | 72000
SWZPopulation ages 10-14, female | Eswatini | SWZ | Population ages 10-14, female | SP.POP.1014.FE | 73000 | 74000
SWZPopulation ages 10-14, male | Eswatini | SWZ | Population ages 10-14, male | SP.POP.1014.MA | 73000 | 74000
SWZPopulation ages 15-19, female | Eswatini | SWZ | Population ages 15-19, female | SP.POP.1519.FE | 63000 | 64000
SWZPopulation ages 15-19, male | Eswatini | SWZ | Population ages 15-19, male | SP.POP.1519.MA | 65000 | 65000
SWZPopulation ages 20-24, female | Eswatini | SWZ | Population ages 20-24, female | SP.POP.2024.FE | 54000 | 54000
SWZPopulation ages 20-24, male | Eswatini | SWZ | Population ages 20-24, male | SP.POP.2024.MA | 59000 | 59000
SWZPopulation ages 25-29, female | Eswatini | SWZ | Population ages 25-29, female | SP.POP.2529.FE | 49000 | 48000
SWZPopulation ages 25-29, male | Eswatini | SWZ | Population ages 25-29, male | SP.POP.2529.MA | 50000 | 52000
SWZPopulation ages 30-34, female | Eswatini | SWZ | Population ages 30-34, female | SP.POP.3034.FE | 45000 | 44000
SWZPopulation ages 30-34, male | Eswatini | SWZ | Population ages 30-34, male | SP.POP.3034.MA | 37000 | 38000
SWZPopulation ages 35-39, female | Eswatini | SWZ | Population ages 35-39, female | SP.POP.3539.FE | 43000 | 45000
SWZPopulation ages 35-39, male | Eswatini | SWZ | Population ages 35-39, male | SP.POP.3539.MA | 33000 | 34000
SWZPopulation ages 40-44, female | Eswatini | SWZ | Population ages 40-44, female | SP.POP.4044.FE | 32000 | 34000
SWZPopulation ages 40-44, male | Eswatini | SWZ | Population ages 40-44, male | SP.POP.4044.MA | 25000 | 26000
SWZPopulation ages 45-49, female | Eswatini | SWZ | Population ages 45-49, female | SP.POP.4549.FE | 21000 | 22000
SWZPopulation ages 45-49, male | Eswatini | SWZ | Population ages 45-49, male | SP.POP.4549.MA | 21000 | 22000
SWZPopulation ages 50-54, female | Eswatini | SWZ | Population ages 50-54, female | SP.POP.5054.FE | 13000 | 13000
SWZPopulation ages 50-54, male | Eswatini | SWZ | Population ages 50-54, male | SP.POP.5054.MA | 16000 | 17000
SWZPopulation ages 55-59, male | Eswatini | SWZ | Population ages 55-59, male | SP.POP.5559.MA | 12000 | 12000
SWZPopulation ages 55-59, female | Eswatini | SWZ | Population ages 55-59, female | SP.POP.5559.FE | 10000 | 10000
SWZPopulation ages 65-69, male | Eswatini | SWZ | Population ages 65-69, male | SP.POP.6569.MA | 7300 | 7400
SWZPopulation ages 65-69, female | Eswatini | SWZ | Population ages 65-69, female | SP.POP.6569.FE | 9500 | 9500
SWZPopulation ages 60-64, female | Eswatini | SWZ | Population ages 60-64, female | SP.POP.6064.FE | 9800 | 9700
SWZPopulation ages 60-64, male | Eswatini | SWZ | Population ages 60-64, male | SP.POP.6064.MA | 9900 | 10000
SWZPopulation ages 70-74, female | Eswatini | SWZ | Population ages 70-74, female | SP.POP.7074.FE | 8400 | 8500
SWZPopulation ages 70-74, male | Eswatini | SWZ | Population ages 70-74, male | SP.POP.7074.MA | 5000 | 5100
SWZPopulation ages 75-79, female | Eswatini | SWZ | Population ages 75-79, female | SP.POP.7579.FE | 6000 | 6100
SWZPopulation ages 75-79, male | Eswatini | SWZ | Population ages 75-79, male | SP.POP.7579.MA | 2800 | 2900
SWZPopulation ages 80 and above, female | Eswatini | SWZ | Population ages 80 and above, female | SP.POP.80UP.FE | 5500 | 5600
SWZPopulation ages 80 and above, male | Eswatini | SWZ | Population ages 80 and above, male | SP.POP.80UP.MA | 1600 | 1500
SWZPopulation, male | Eswatini | SWZ | Population, male | SP.POP.TOTL.MA.IN | 563000 | 570000
SWZPopulation, total | Eswatini | SWZ | Population, total | SP.POP.TOTL | 1148000 | 1160000
SWZPopulation, female | Eswatini | SWZ | Population, female | SP.POP.TOTL.FE.IN | 585000 | 590000
SWZPopulation growth (annual %) | Eswatini | SWZ | Population growth (annual %) | SP.POP.GROW | 0 | 0
ETHPopulation ages 0-14, female | Ethiopia | ETH | Population ages 0-14, female | SP.POP.0014.FE.IN | 22316000 | 22651000
ETHPopulation ages 0-14, male | Ethiopia | ETH | Population ages 0-14, male | SP.POP.0014.MA.IN | 22893000 | 23240000
ETHPopulation ages 00-04, female | Ethiopia | ETH | Population ages 00-04, female | SP.POP.0004.FE | 8157000 | 8271000
ETHPopulation ages 00-04, male | Ethiopia | ETH | Population ages 00-04, male | SP.POP.0004.MA | 8404000 | 8520000
ETHPopulation ages 05-09, female | Ethiopia | ETH | Population ages 05-09, female | SP.POP.0509.FE | 7391000 | 7526000
ETHPopulation ages 05-09, male | Ethiopia | ETH | Population ages 05-09, male | SP.POP.0509.MA | 7581000 | 7721000
ETHPopulation ages 10-14, female | Ethiopia | ETH | Population ages 10-14, female | SP.POP.1014.FE | 6768000 | 6854000
ETHPopulation ages 10-14, male | Ethiopia | ETH | Population ages 10-14, male | SP.POP.1014.MA | 6908000 | 6999000
ETHPopulation ages 15-19, female | Ethiopia | ETH | Population ages 15-19, female | SP.POP.1519.FE | 6344000 | 6433000
ETHPopulation ages 15-19, male | Ethiopia | ETH | Population ages 15-19, male | SP.POP.1519.MA | 6456000 | 6543000
ETHPopulation ages 20-24, female | Ethiopia | ETH | Population ages 20-24, female | SP.POP.2024.FE | 5649000 | 5816000
ETHPopulation ages 20-24, male | Ethiopia | ETH | Population ages 20-24, male | SP.POP.2024.MA | 5767000 | 5931000
ETHPopulation ages 25-29, female | Ethiopia | ETH | Population ages 25-29, female | SP.POP.2529.FE | 4588000 | 4802000
ETHPopulation ages 25-29, male | Ethiopia | ETH | Population ages 25-29, male | SP.POP.2529.MA | 4666000 | 4890000
ETHPopulation ages 30-34, female | Ethiopia | ETH | Population ages 30-34, female | SP.POP.3034.FE | 3620000 | 3758000
ETHPopulation ages 30-34, male | Ethiopia | ETH | Population ages 30-34, male | SP.POP.3034.MA | 3604000 | 3761000
ETHPopulation ages 35-39, female | Ethiopia | ETH | Population ages 35-39, female | SP.POP.3539.FE | 3065000 | 3183000
ETHPopulation ages 35-39, male | Ethiopia | ETH | Population ages 35-39, male | SP.POP.3539.MA | 2972000 | 3091000
ETHPopulation ages 40-44, female | Ethiopia | ETH | Population ages 40-44, female | SP.POP.4044.FE | 2389000 | 2488000
ETHPopulation ages 40-44, male | Ethiopia | ETH | Population ages 40-44, male | SP.POP.4044.MA | 2368000 | 2446000
ETHPopulation ages 45-49, female | Ethiopia | ETH | Population ages 45-49, female | SP.POP.4549.FE | 1967000 | 2033000
ETHPopulation ages 45-49, male | Ethiopia | ETH | Population ages 45-49, male | SP.POP.4549.MA | 1996000 | 2071000
ETHPopulation ages 50-54, female | Ethiopia | ETH | Population ages 50-54, female | SP.POP.5054.FE | 1599000 | 1661000
ETHPopulation ages 50-54, male | Ethiopia | ETH | Population ages 50-54, male | SP.POP.5054.MA | 1487000 | 1568000
ETHPopulation ages 55-59, male | Ethiopia | ETH | Population ages 55-59, male | SP.POP.5559.MA | 1117000 | 1159000
ETHPopulation ages 55-59, female | Ethiopia | ETH | Population ages 55-59, female | SP.POP.5559.FE | 1279000 | 1316000
ETHPopulation ages 65-69, male | Ethiopia | ETH | Population ages 65-69, male | SP.POP.6569.MA | 716000 | 736000
ETHPopulation ages 65-69, female | Ethiopia | ETH | Population ages 65-69, female | SP.POP.6569.FE | 808000 | 833000
ETHPopulation ages 60-64, female | Ethiopia | ETH | Population ages 60-64, female | SP.POP.6064.FE | 1073000 | 1110000
ETHPopulation ages 60-64, male | Ethiopia | ETH | Population ages 60-64, male | SP.POP.6064.MA | 923000 | 947000
ETHPopulation ages 70-74, female | Ethiopia | ETH | Population ages 70-74, female | SP.POP.7074.FE | 627000 | 649000
ETHPopulation ages 70-74, male | Ethiopia | ETH | Population ages 70-74, male | SP.POP.7074.MA | 524000 | 540000
ETHPopulation ages 75-79, female | Ethiopia | ETH | Population ages 75-79, female | SP.POP.7579.FE | 380000 | 401000
ETHPopulation ages 75-79, male | Ethiopia | ETH | Population ages 75-79, male | SP.POP.7579.MA | 327000 | 340000
ETHPopulation ages 80 and above, female | Ethiopia | ETH | Population ages 80 and above, female | SP.POP.80UP.FE | 307000 | 314000
ETHPopulation ages 80 and above, male | Ethiopia | ETH | Population ages 80 and above, male | SP.POP.80UP.MA | 253000 | 255000
ETHPopulation, male | Ethiopia | ETH | Population, male | SP.POP.TOTL.MA.IN | 56069000 | 57517000
ETHPopulation, total | Ethiopia | ETH | Population, total | SP.POP.TOTL | 112079000 | 114964000
ETHPopulation, female | Ethiopia | ETH | Population, female | SP.POP.TOTL.FE.IN | 56010000 | 57447000
ETHPopulation growth (annual %) | Ethiopia | ETH | Population growth (annual %) | SP.POP.GROW | 0 | 0
EMUPopulation ages 0-14, female | Euro area | EMU | Population ages 0-14, female | SP.POP.0014.FE.IN | 24960000 | 24846000
EMUPopulation ages 0-14, male | Euro area | EMU | Population ages 0-14, male | SP.POP.0014.MA.IN | 26404000 | 26295000
EMUPopulation ages 00-04, female | Euro area | EMU | Population ages 00-04, female | SP.POP.0004.FE | 7949000 | 7893000
EMUPopulation ages 00-04, male | Euro area | EMU | Population ages 00-04, male | SP.POP.0004.MA | 8389000 | 8330000
EMUPopulation ages 05-09, female | Euro area | EMU | Population ages 05-09, female | SP.POP.0509.FE | 8386000 | 8324000
EMUPopulation ages 05-09, male | Euro area | EMU | Population ages 05-09, male | SP.POP.0509.MA | 8869000 | 8805000
EMUPopulation ages 10-14, female | Euro area | EMU | Population ages 10-14, female | SP.POP.1014.FE | 8621000 | 8628000
EMUPopulation ages 10-14, male | Euro area | EMU | Population ages 10-14, male | SP.POP.1014.MA | 9143000 | 9159000
EMUPopulation ages 15-19, female | Euro area | EMU | Population ages 15-19, female | SP.POP.1519.FE | 8595000 | 8593000
EMUPopulation ages 15-19, male | Euro area | EMU | Population ages 15-19, male | SP.POP.1519.MA | 9124000 | 9133000
EMUPopulation ages 20-24, female | Euro area | EMU | Population ages 20-24, female | SP.POP.2024.FE | 8890000 | 8829000
EMUPopulation ages 20-24, male | Euro area | EMU | Population ages 20-24, male | SP.POP.2024.MA | 9399000 | 9355000
EMUPopulation ages 25-29, female | Euro area | EMU | Population ages 25-29, female | SP.POP.2529.FE | 9512000 | 9394000
EMUPopulation ages 25-29, male | Euro area | EMU | Population ages 25-29, male | SP.POP.2529.MA | 9926000 | 9840000
EMUPopulation ages 30-34, female | Euro area | EMU | Population ages 30-34, female | SP.POP.3034.FE | 10423000 | 10292000
EMUPopulation ages 30-34, male | Euro area | EMU | Population ages 30-34, male | SP.POP.3034.MA | 10641000 | 10551000
EMUPopulation ages 35-39, female | Euro area | EMU | Population ages 35-39, female | SP.POP.3539.FE | 11117000 | 11032000
EMUPopulation ages 35-39, male | Euro area | EMU | Population ages 35-39, male | SP.POP.3539.MA | 11176000 | 11115000
EMUPopulation ages 40-44, female | Euro area | EMU | Population ages 40-44, female | SP.POP.4044.FE | 11588000 | 11482000
EMUPopulation ages 40-44, male | Euro area | EMU | Population ages 40-44, male | SP.POP.4044.MA | 11647000 | 11539000
EMUPopulation ages 45-49, female | Euro area | EMU | Population ages 45-49, female | SP.POP.4549.FE | 12332000 | 12161000
EMUPopulation ages 45-49, male | Euro area | EMU | Population ages 45-49, male | SP.POP.4549.MA | 12357000 | 12198000
EMUPopulation ages 50-54, female | Euro area | EMU | Population ages 50-54, female | SP.POP.5054.FE | 12997000 | 12895000
EMUPopulation ages 50-54, male | Euro area | EMU | Population ages 50-54, male | SP.POP.5054.MA | 12846000 | 12762000
EMUPopulation ages 55-59, male | Euro area | EMU | Population ages 55-59, male | SP.POP.5559.MA | 12235000 | 12398000
EMUPopulation ages 55-59, female | Euro area | EMU | Population ages 55-59, female | SP.POP.5559.FE | 12641000 | 12786000
EMUPopulation ages 65-69, male | Euro area | EMU | Population ages 65-69, male | SP.POP.6569.MA | 9115000 | 9208000
EMUPopulation ages 65-69, female | Euro area | EMU | Population ages 65-69, female | SP.POP.6569.FE | 10129000 | 10238000
EMUPopulation ages 60-64, female | Euro area | EMU | Population ages 60-64, female | SP.POP.6064.FE | 11241000 | 11446000
EMUPopulation ages 60-64, male | Euro area | EMU | Population ages 60-64, male | SP.POP.6064.MA | 10520000 | 10740000
EMUPopulation ages 70-74, female | Euro area | EMU | Population ages 70-74, female | SP.POP.7074.FE | 9068000 | 9260000
EMUPopulation ages 70-74, male | Euro area | EMU | Population ages 70-74, male | SP.POP.7074.MA | 7856000 | 8017000
EMUPopulation ages 75-79, female | Euro area | EMU | Population ages 75-79, female | SP.POP.7579.FE | 7435100 | 7504500
EMUPopulation ages 75-79, male | Euro area | EMU | Population ages 75-79, male | SP.POP.7579.MA | 5906800 | 5999700
EMUPopulation ages 80 and above, female | Euro area | EMU | Population ages 80 and above, female | SP.POP.80UP.FE | 13694000 | 13825000
EMUPopulation ages 80 and above, male | Euro area | EMU | Population ages 80 and above, male | SP.POP.80UP.MA | 8108000 | 8249400
EMUPopulation, male | Euro area | EMU | Population, male | SP.POP.TOTL.MA.IN | 167266000 | 167399000
EMUPopulation, total | Euro area | EMU | Population, total | SP.POP.TOTL | 341888000 | 341989000
EMUPopulation, female | Euro area | EMU | Population, female | SP.POP.TOTL.FE.IN | 174620000 | 174590000
EMUPopulation growth (annual %) | Euro area | EMU | Population growth (annual %) | SP.POP.GROW | 0.030671 | 0.029542
ECSPopulation ages 0-14, female | Europe & Central Asia | ECS | Population ages 0-14, female | SP.POP.0014.FE.IN | 80701000 | 80885000
ECSPopulation ages 0-14, male | Europe & Central Asia | ECS | Population ages 0-14, male | SP.POP.0014.MA.IN | 85221000 | 85426000
ECSPopulation ages 00-04, female | Europe & Central Asia | ECS | Population ages 00-04, female | SP.POP.0004.FE | 26975300 | 26713200
ECSPopulation ages 00-04, male | Europe & Central Asia | ECS | Population ages 00-04, male | SP.POP.0004.MA | 28488400 | 28204500
ECSPopulation ages 05-09, female | Europe & Central Asia | ECS | Population ages 05-09, female | SP.POP.0509.FE | 27515300 | 27579400
ECSPopulation ages 05-09, male | Europe & Central Asia | ECS | Population ages 05-09, male | SP.POP.0509.MA | 29055400 | 29136400
ECSPopulation ages 10-14, female | Europe & Central Asia | ECS | Population ages 10-14, female | SP.POP.1014.FE | 26211100 | 26587100
ECSPopulation ages 10-14, male | Europe & Central Asia | ECS | Population ages 10-14, male | SP.POP.1014.MA | 27674400 | 28089400
ECSPopulation ages 15-19, female | Europe & Central Asia | ECS | Population ages 15-19, female | SP.POP.1519.FE | 24729600 | 24851600
ECSPopulation ages 15-19, male | Europe & Central Asia | ECS | Population ages 15-19, male | SP.POP.1519.MA | 26067800 | 26216800
ECSPopulation ages 20-24, female | Europe & Central Asia | ECS | Population ages 20-24, female | SP.POP.2024.FE | 26058000 | 25586100
ECSPopulation ages 20-24, male | Europe & Central Asia | ECS | Population ages 20-24, male | SP.POP.2024.MA | 27332400 | 26865400
ECSPopulation ages 25-29, female | Europe & Central Asia | ECS | Population ages 25-29, female | SP.POP.2529.FE | 29847500 | 29024500
ECSPopulation ages 25-29, male | Europe & Central Asia | ECS | Population ages 25-29, male | SP.POP.2529.MA | 30982700 | 30206800
ECSPopulation ages 30-34, female | Europe & Central Asia | ECS | Population ages 30-34, female | SP.POP.3034.FE | 33201800 | 32938800
ECSPopulation ages 30-34, male | Europe & Central Asia | ECS | Population ages 30-34, male | SP.POP.3034.MA | 33851900 | 33665900
ECSPopulation ages 35-39, female | Europe & Central Asia | ECS | Population ages 35-39, female | SP.POP.3539.FE | 32639900 | 32789900
ECSPopulation ages 35-39, male | Europe & Central Asia | ECS | Population ages 35-39, male | SP.POP.3539.MA | 32758100 | 32996200
ECSPopulation ages 40-44, female | Europe & Central Asia | ECS | Population ages 40-44, female | SP.POP.4044.FE | 31943900 | 32031800
ECSPopulation ages 40-44, male | Europe & Central Asia | ECS | Population ages 40-44, male | SP.POP.4044.MA | 31511900 | 31640800
ECSPopulation ages 45-49, female | Europe & Central Asia | ECS | Population ages 45-49, female | SP.POP.4549.FE | 31448800 | 31521700
ECSPopulation ages 45-49, male | Europe & Central Asia | ECS | Population ages 45-49, male | SP.POP.4549.MA | 30637700 | 30745600
ECSPopulation ages 50-54, female | Europe & Central Asia | ECS | Population ages 50-54, female | SP.POP.5054.FE | 31274900 | 31026000
ECSPopulation ages 50-54, male | Europe & Central Asia | ECS | Population ages 50-54, male | SP.POP.5054.MA | 29732700 | 29587800
ECSPopulation ages 55-59, male | Europe & Central Asia | ECS | Population ages 55-59, male | SP.POP.5559.MA | 29169000 | 29292100
ECSPopulation ages 55-59, female | Europe & Central Asia | ECS | Population ages 55-59, female | SP.POP.5559.FE | 31932200 | 31937300
ECSPopulation ages 65-69, male | Europe & Central Asia | ECS | Population ages 65-69, male | SP.POP.6569.MA | 21020300 | 21451700
ECSPopulation ages 65-69, female | Europe & Central Asia | ECS | Population ages 65-69, female | SP.POP.6569.FE | 26012300 | 26607700
ECSPopulation ages 60-64, female | Europe & Central Asia | ECS | Population ages 60-64, female | SP.POP.6064.FE | 29543300 | 29869400
ECSPopulation ages 60-64, male | Europe & Central Asia | ECS | Population ages 60-64, male | SP.POP.6064.MA | 25438100 | 25852200
ECSPopulation ages 70-74, female | Europe & Central Asia | ECS | Population ages 70-74, female | SP.POP.7074.FE | 20695900 | 21502300
ECSPopulation ages 70-74, male | Europe & Central Asia | ECS | Population ages 70-74, male | SP.POP.7074.MA | 16095200 | 16672000
ECSPopulation ages 75-79, female | Europe & Central Asia | ECS | Population ages 75-79, female | SP.POP.7579.FE | 15967100 | 16014400
ECSPopulation ages 75-79, male | Europe & Central Asia | ECS | Population ages 75-79, male | SP.POP.7579.MA | 11107900 | 11275400
ECSPopulation ages 80 and above, female | Europe & Central Asia | ECS | Population ages 80 and above, female | SP.POP.80UP.FE | 27269800 | 27459900
ECSPopulation ages 80 and above, male | Europe & Central Asia | ECS | Population ages 80 and above, male | SP.POP.80UP.MA | 14505400 | 14601400
ECSPopulation, male | Europe & Central Asia | ECS | Population, male | SP.POP.TOTL.MA.IN | 445429000 | 446502000
ECSPopulation, total | Europe & Central Asia | ECS | Population, total | SP.POP.TOTL | 920901000 | 922779000
ECSPopulation, female | Europe & Central Asia | ECS | Population, female | SP.POP.TOTL.FE.IN | 473256000 | 474050000
ECSPopulation growth (annual %) | Europe & Central Asia | ECS | Population growth (annual %) | SP.POP.GROW | 0.22937 | 0.20393
ECAPopulation ages 0-14, female | Europe & Central Asia (excluding high income) | ECA | Population ages 0-14, female | SP.POP.0014.FE.IN | 42937000 | 43206000
ECAPopulation ages 0-14, male | Europe & Central Asia (excluding high income) | ECA | Population ages 0-14, male | SP.POP.0014.MA.IN | 45362000 | 45643000
ECAPopulation ages 00-04, female | Europe & Central Asia (excluding high income) | ECA | Population ages 00-04, female | SP.POP.0004.FE | 14808000 | 14606000
ECAPopulation ages 00-04, male | Europe & Central Asia (excluding high income) | ECA | Population ages 00-04, male | SP.POP.0004.MA | 15659000 | 15436000
ECAPopulation ages 05-09, female | Europe & Central Asia (excluding high income) | ECA | Population ages 05-09, female | SP.POP.0509.FE | 14793000 | 14948000
ECAPopulation ages 05-09, male | Europe & Central Asia (excluding high income) | ECA | Population ages 05-09, male | SP.POP.0509.MA | 15630000 | 15803000
ECAPopulation ages 10-14, female | Europe & Central Asia (excluding high income) | ECA | Population ages 10-14, female | SP.POP.1014.FE | 13340000 | 13651000
ECAPopulation ages 10-14, male | Europe & Central Asia (excluding high income) | ECA | Population ages 10-14, male | SP.POP.1014.MA | 14073000 | 14406000
ECAPopulation ages 15-19, female | Europe & Central Asia (excluding high income) | ECA | Population ages 15-19, female | SP.POP.1519.FE | 12125000 | 12244000
ECAPopulation ages 15-19, male | Europe & Central Asia (excluding high income) | ECA | Population ages 15-19, male | SP.POP.1519.MA | 12763000 | 12901000
ECAPopulation ages 20-24, female | Europe & Central Asia (excluding high income) | ECA | Population ages 20-24, female | SP.POP.2024.FE | 12652000 | 12344000
ECAPopulation ages 20-24, male | Europe & Central Asia (excluding high income) | ECA | Population ages 20-24, male | SP.POP.2024.MA | 13236000 | 12928000
ECAPopulation ages 25-29, female | Europe & Central Asia (excluding high income) | ECA | Population ages 25-29, female | SP.POP.2529.FE | 15121000 | 14487000
ECAPopulation ages 25-29, male | Europe & Central Asia (excluding high income) | ECA | Population ages 25-29, male | SP.POP.2529.MA | 15636000 | 15021000
ECAPopulation ages 30-34, female | Europe & Central Asia (excluding high income) | ECA | Population ages 30-34, female | SP.POP.3034.FE | 17302000 | 17195000
ECAPopulation ages 30-34, male | Europe & Central Asia (excluding high income) | ECA | Population ages 30-34, male | SP.POP.3034.MA | 17544000 | 17465000
ECAPopulation ages 35-39, female | Europe & Central Asia (excluding high income) | ECA | Population ages 35-39, female | SP.POP.3539.FE | 15932000 | 16160000
ECAPopulation ages 35-39, male | Europe & Central Asia (excluding high income) | ECA | Population ages 35-39, male | SP.POP.3539.MA | 15849000 | 16134000
ECAPopulation ages 40-44, female | Europe & Central Asia (excluding high income) | ECA | Population ages 40-44, female | SP.POP.4044.FE | 14859000 | 15024000
ECAPopulation ages 40-44, male | Europe & Central Asia (excluding high income) | ECA | Population ages 40-44, male | SP.POP.4044.MA | 14281000 | 14479000
ECAPopulation ages 45-49, female | Europe & Central Asia (excluding high income) | ECA | Population ages 45-49, female | SP.POP.4549.FE | 13754000 | 13988000
ECAPopulation ages 45-49, male | Europe & Central Asia (excluding high income) | ECA | Population ages 45-49, male | SP.POP.4549.MA | 12913000 | 13162000
ECAPopulation ages 50-54, female | Europe & Central Asia (excluding high income) | ECA | Population ages 50-54, female | SP.POP.5054.FE | 12938000 | 12792000
ECAPopulation ages 50-54, male | Europe & Central Asia (excluding high income) | ECA | Population ages 50-54, male | SP.POP.5054.MA | 11611000 | 11542000
ECAPopulation ages 55-59, male | Europe & Central Asia (excluding high income) | ECA | Population ages 55-59, male | SP.POP.5559.MA | 11857000 | 11810000
ECAPopulation ages 55-59, female | Europe & Central Asia (excluding high income) | ECA | Population ages 55-59, female | SP.POP.5559.FE | 14045000 | 13911000
ECAPopulation ages 65-69, male | Europe & Central Asia (excluding high income) | ECA | Population ages 65-69, male | SP.POP.6569.MA | 7694000 | 8019000
ECAPopulation ages 65-69, female | Europe & Central Asia (excluding high income) | ECA | Population ages 65-69, female | SP.POP.6569.FE | 11138000 | 11616000
ECAPopulation ages 60-64, female | Europe & Central Asia (excluding high income) | ECA | Population ages 60-64, female | SP.POP.6064.FE | 13203000 | 13301000
ECAPopulation ages 60-64, male | Europe & Central Asia (excluding high income) | ECA | Population ages 60-64, male | SP.POP.6064.MA | 10152000 | 10307000
ECAPopulation ages 70-74, female | Europe & Central Asia (excluding high income) | ECA | Population ages 70-74, female | SP.POP.7074.FE | 7369000 | 7851000
ECAPopulation ages 70-74, male | Europe & Central Asia (excluding high income) | ECA | Population ages 70-74, male | SP.POP.7074.MA | 4633700 | 4936000
ECAPopulation ages 75-79, female | Europe & Central Asia (excluding high income) | ECA | Population ages 75-79, female | SP.POP.7579.FE | 5511700 | 5372700
ECAPopulation ages 75-79, male | Europe & Central Asia (excluding high income) | ECA | Population ages 75-79, male | SP.POP.7579.MA | 2867100 | 2827100
ECAPopulation ages 80 and above, female | Europe & Central Asia (excluding high income) | ECA | Population ages 80 and above, female | SP.POP.80UP.FE | 8730000 | 8751000
ECAPopulation ages 80 and above, male | Europe & Central Asia (excluding high income) | ECA | Population ages 80 and above, male | SP.POP.80UP.MA | 3548200 | 3466900
ECAPopulation, male | Europe & Central Asia (excluding high income) | ECA | Population, male | SP.POP.TOTL.MA.IN | 199943000 | 200646000
ECAPopulation, total | Europe & Central Asia (excluding high income) | ECA | Population, total | SP.POP.TOTL | 419413000 | 420757000
ECAPopulation, female | Europe & Central Asia (excluding high income) | ECA | Population, female | SP.POP.TOTL.FE.IN | 217612000 | 218240000
ECAPopulation growth (annual %) | Europe & Central Asia (excluding high income) | ECA | Population growth (annual %) | SP.POP.GROW | 0.38673 | 0.32045
TECPopulation ages 0-14, female | Europe & Central Asia (IDA & IBRD countries) | TEC | Population ages 0-14, female | SP.POP.0014.FE.IN | 46030000 | 46296000
TECPopulation ages 0-14, male | Europe & Central Asia (IDA & IBRD countries) | TEC | Population ages 0-14, male | SP.POP.0014.MA.IN | 48617000 | 48895000
TECPopulation ages 00-04, female | Europe & Central Asia (IDA & IBRD countries) | TEC | Population ages 00-04, female | SP.POP.0004.FE | 15812000 | 15611000
TECPopulation ages 00-04, male | Europe & Central Asia (IDA & IBRD countries) | TEC | Population ages 00-04, male | SP.POP.0004.MA | 16718000 | 16496000
TECPopulation ages 05-09, female | Europe & Central Asia (IDA & IBRD countries) | TEC | Population ages 05-09, female | SP.POP.0509.FE | 15834000 | 15969000
TECPopulation ages 05-09, male | Europe & Central Asia (IDA & IBRD countries) | TEC | Population ages 05-09, male | SP.POP.0509.MA | 16727000 | 16879000
TECPopulation ages 10-14, female | Europe & Central Asia (IDA & IBRD countries) | TEC | Population ages 10-14, female | SP.POP.1014.FE | 14387000 | 14715000
TECPopulation ages 10-14, male | Europe & Central Asia (IDA & IBRD countries) | TEC | Population ages 10-14, male | SP.POP.1014.MA | 15172000 | 15523000
TECPopulation ages 15-19, female | Europe & Central Asia (IDA & IBRD countries) | TEC | Population ages 15-19, female | SP.POP.1519.FE | 13079000 | 13190000
TECPopulation ages 15-19, male | Europe & Central Asia (IDA & IBRD countries) | TEC | Population ages 15-19, male | SP.POP.1519.MA | 13751000 | 13882000
TECPopulation ages 20-24, female | Europe & Central Asia (IDA & IBRD countries) | TEC | Population ages 20-24, female | SP.POP.2024.FE | 13783000 | 13428000
TECPopulation ages 20-24, male | Europe & Central Asia (IDA & IBRD countries) | TEC | Population ages 20-24, male | SP.POP.2024.MA | 14404000 | 14042000
TECPopulation ages 25-29, female | Europe & Central Asia (IDA & IBRD countries) | TEC | Population ages 25-29, female | SP.POP.2529.FE | 16478000 | 15802000
TECPopulation ages 25-29, male | Europe & Central Asia (IDA & IBRD countries) | TEC | Population ages 25-29, male | SP.POP.2529.MA | 17070000 | 16402000
TECPopulation ages 30-34, female | Europe & Central Asia (IDA & IBRD countries) | TEC | Population ages 30-34, female | SP.POP.3034.FE | 18827000 | 18674000
TECPopulation ages 30-34, male | Europe & Central Asia (IDA & IBRD countries) | TEC | Population ages 30-34, male | SP.POP.3034.MA | 19191000 | 19063000
TECPopulation ages 35-39, female | Europe & Central Asia (IDA & IBRD countries) | TEC | Population ages 35-39, female | SP.POP.3539.FE | 17612000 | 17828000
TECPopulation ages 35-39, male | Europe & Central Asia (IDA & IBRD countries) | TEC | Population ages 35-39, male | SP.POP.3539.MA | 17638000 | 17920000
TECPopulation ages 40-44, female | Europe & Central Asia (IDA & IBRD countries) | TEC | Population ages 40-44, female | SP.POP.4044.FE | 16427000 | 16618000
TECPopulation ages 40-44, male | Europe & Central Asia (IDA & IBRD countries) | TEC | Population ages 40-44, male | SP.POP.4044.MA | 15890000 | 16124000
TECPopulation ages 45-49, female | Europe & Central Asia (IDA & IBRD countries) | TEC | Population ages 45-49, female | SP.POP.4549.FE | 15137000 | 15404000
TECPopulation ages 45-49, male | Europe & Central Asia (IDA & IBRD countries) | TEC | Population ages 45-49, male | SP.POP.4549.MA | 14300000 | 14585000
TECPopulation ages 50-54, female | Europe & Central Asia (IDA & IBRD countries) | TEC | Population ages 50-54, female | SP.POP.5054.FE | 14206000 | 14059000
TECPopulation ages 50-54, male | Europe & Central Asia (IDA & IBRD countries) | TEC | Population ages 50-54, male | SP.POP.5054.MA | 12855000 | 12788000
TECPopulation ages 55-59, male | Europe & Central Asia (IDA & IBRD countries) | TEC | Population ages 55-59, male | SP.POP.5559.MA | 13174000 | 13081000
TECPopulation ages 55-59, female | Europe & Central Asia (IDA & IBRD countries) | TEC | Population ages 55-59, female | SP.POP.5559.FE | 15449000 | 15259000
TECPopulation ages 65-69, male | Europe & Central Asia (IDA & IBRD countries) | TEC | Population ages 65-69, male | SP.POP.6569.MA | 8884000 | 9240000
TECPopulation ages 65-69, female | Europe & Central Asia (IDA & IBRD countries) | TEC | Population ages 65-69, female | SP.POP.6569.FE | 12606000 | 13114000
TECPopulation ages 60-64, female | Europe & Central Asia (IDA & IBRD countries) | TEC | Population ages 60-64, female | SP.POP.6064.FE | 14822000 | 14894000
TECPopulation ages 60-64, male | Europe & Central Asia (IDA & IBRD countries) | TEC | Population ages 60-64, male | SP.POP.6064.MA | 11584000 | 11722000
TECPopulation ages 70-74, female | Europe & Central Asia (IDA & IBRD countries) | TEC | Population ages 70-74, female | SP.POP.7074.FE | 8487000 | 9042000
TECPopulation ages 70-74, male | Europe & Central Asia (IDA & IBRD countries) | TEC | Population ages 70-74, male | SP.POP.7074.MA | 5442700 | 5803000
TECPopulation ages 75-79, female | Europe & Central Asia (IDA & IBRD countries) | TEC | Population ages 75-79, female | SP.POP.7579.FE | 6230700 | 6110700
TECPopulation ages 75-79, male | Europe & Central Asia (IDA & IBRD countries) | TEC | Population ages 75-79, male | SP.POP.7579.MA | 3307100 | 3286100
TECPopulation ages 80 and above, female | Europe & Central Asia (IDA & IBRD countries) | TEC | Population ages 80 and above, female | SP.POP.80UP.FE | 10085000 | 10110000
TECPopulation ages 80 and above, male | Europe & Central Asia (IDA & IBRD countries) | TEC | Population ages 80 and above, male | SP.POP.80UP.MA | 4163200 | 4079900
TECPopulation, male | Europe & Central Asia (IDA & IBRD countries) | TEC | Population, male | SP.POP.TOTL.MA.IN | 220268000 | 220918000
TECPopulation, total | Europe & Central Asia (IDA & IBRD countries) | TEC | Population, total | SP.POP.TOTL | 461379000 | 462615000
TECPopulation, female | Europe & Central Asia (IDA & IBRD countries) | TEC | Population, female | SP.POP.TOTL.FE.IN | 239252000 | 239827000
TECPopulation growth (annual %) | Europe & Central Asia (IDA & IBRD countries) | TEC | Population growth (annual %) | SP.POP.GROW | 0.32918 | 0.26789
EUUPopulation ages 0-14, female | European Union | EUU | Population ages 0-14, female | SP.POP.0014.FE.IN | 38635000 | 38526000
EUUPopulation ages 0-14, male | European Union | EUU | Population ages 0-14, male | SP.POP.0014.MA.IN | 40784000 | 40683000
EUUPopulation ages 00-04, female | European Union | EUU | Population ages 00-04, female | SP.POP.0004.FE | 12408000 | 12347000
EUUPopulation ages 00-04, male | European Union | EUU | Population ages 00-04, male | SP.POP.0004.MA | 13085000 | 13022000
EUUPopulation ages 05-09, female | European Union | EUU | Population ages 05-09, female | SP.POP.0509.FE | 13011000 | 12896000
EUUPopulation ages 05-09, male | European Union | EUU | Population ages 05-09, male | SP.POP.0509.MA | 13732000 | 13616000
EUUPopulation ages 10-14, female | European Union | EUU | Population ages 10-14, female | SP.POP.1014.FE | 13211000 | 13281000
EUUPopulation ages 10-14, male | European Union | EUU | Population ages 10-14, male | SP.POP.1014.MA | 13963000 | 14049000
EUUPopulation ages 15-19, female | European Union | EUU | Population ages 15-19, female | SP.POP.1519.FE | 12864000 | 12873000
EUUPopulation ages 15-19, male | European Union | EUU | Population ages 15-19, male | SP.POP.1519.MA | 13586000 | 13606000
EUUPopulation ages 20-24, female | European Union | EUU | Population ages 20-24, female | SP.POP.2024.FE | 13636000 | 13462000
EUUPopulation ages 20-24, male | European Union | EUU | Population ages 20-24, male | SP.POP.2024.MA | 14354000 | 14183000
EUUPopulation ages 25-29, female | European Union | EUU | Population ages 25-29, female | SP.POP.2529.FE | 15016000 | 14782000
EUUPopulation ages 25-29, male | European Union | EUU | Population ages 25-29, male | SP.POP.2529.MA | 15686000 | 15474000
EUUPopulation ages 30-34, female | European Union | EUU | Population ages 30-34, female | SP.POP.3034.FE | 16321000 | 16162000
EUUPopulation ages 30-34, male | European Union | EUU | Population ages 30-34, male | SP.POP.3034.MA | 16794000 | 16686000
EUUPopulation ages 35-39, female | European Union | EUU | Population ages 35-39, female | SP.POP.3539.FE | 17061000 | 16949000
EUUPopulation ages 35-39, male | European Union | EUU | Population ages 35-39, male | SP.POP.3539.MA | 17298000 | 17224000
EUUPopulation ages 40-44, female | European Union | EUU | Population ages 40-44, female | SP.POP.4044.FE | 17663000 | 17566000
EUUPopulation ages 40-44, male | European Union | EUU | Population ages 40-44, male | SP.POP.4044.MA | 17832000 | 17743000
EUUPopulation ages 45-49, female | European Union | EUU | Population ages 45-49, female | SP.POP.4549.FE | 18207000 | 18049000
EUUPopulation ages 45-49, male | European Union | EUU | Population ages 45-49, male | SP.POP.4549.MA | 18256000 | 18120000
EUUPopulation ages 50-54, female | European Union | EUU | Population ages 50-54, female | SP.POP.5054.FE | 18781000 | 18713000
EUUPopulation ages 50-54, male | European Union | EUU | Population ages 50-54, male | SP.POP.5054.MA | 18548000 | 18507000
EUUPopulation ages 55-59, male | European Union | EUU | Population ages 55-59, male | SP.POP.5559.MA | 17563000 | 17720000
EUUPopulation ages 55-59, female | European Union | EUU | Population ages 55-59, female | SP.POP.5559.FE | 18198000 | 18317000
EUUPopulation ages 65-69, male | European Union | EUU | Population ages 65-69, male | SP.POP.6569.MA | 13719000 | 13830000
EUUPopulation ages 65-69, female | European Union | EUU | Population ages 65-69, female | SP.POP.6569.FE | 15458000 | 15580000
EUUPopulation ages 60-64, female | European Union | EUU | Population ages 60-64, female | SP.POP.6064.FE | 16905000 | 17090000
EUUPopulation ages 60-64, male | European Union | EUU | Population ages 60-64, male | SP.POP.6064.MA | 15711000 | 15933000
EUUPopulation ages 70-74, female | European Union | EUU | Population ages 70-74, female | SP.POP.7074.FE | 13739000 | 14092000
EUUPopulation ages 70-74, male | European Union | EUU | Population ages 70-74, male | SP.POP.7074.MA | 11676000 | 11967000
EUUPopulation ages 75-79, female | European Union | EUU | Population ages 75-79, female | SP.POP.7579.FE | 10738100 | 10916500
EUUPopulation ages 75-79, male | European Union | EUU | Population ages 75-79, male | SP.POP.7579.MA | 8354800 | 8553700
EUUPopulation ages 80 and above, female | European Union | EUU | Population ages 80 and above, female | SP.POP.80UP.FE | 18951000 | 19111000
EUUPopulation ages 80 and above, male | European Union | EUU | Population ages 80 and above, male | SP.POP.80UP.MA | 11136000 | 11293400
EUUPopulation, male | European Union | EUU | Population, male | SP.POP.TOTL.MA.IN | 251298000 | 251523000
EUUPopulation, total | European Union | EUU | Population, total | SP.POP.TOTL | 513468000 | 513719000
EUUPopulation, female | European Union | EUU | Population, female | SP.POP.TOTL.FE.IN | 262167000 | 262195000
EUUPopulation growth (annual %) | European Union | EUU | Population growth (annual %) | SP.POP.GROW | 0.049616 | 0.048883
FROPopulation ages 0-14, female | Faroe Islands | FRO | Population ages 0-14, female | SP.POP.0014.FE.IN | 0 | 0
FROPopulation ages 0-14, male | Faroe Islands | FRO | Population ages 0-14, male | SP.POP.0014.MA.IN | 0 | 0
FROPopulation ages 00-04, female | Faroe Islands | FRO | Population ages 00-04, female | SP.POP.0004.FE | 0 | 0
FROPopulation ages 00-04, male | Faroe Islands | FRO | Population ages 00-04, male | SP.POP.0004.MA | 0 | 0
FROPopulation ages 05-09, female | Faroe Islands | FRO | Population ages 05-09, female | SP.POP.0509.FE | 0 | 0
FROPopulation ages 05-09, male | Faroe Islands | FRO | Population ages 05-09, male | SP.POP.0509.MA | 0 | 0
FROPopulation ages 10-14, female | Faroe Islands | FRO | Population ages 10-14, female | SP.POP.1014.FE | 0 | 0
FROPopulation ages 10-14, male | Faroe Islands | FRO | Population ages 10-14, male | SP.POP.1014.MA | 0 | 0
FROPopulation ages 15-19, female | Faroe Islands | FRO | Population ages 15-19, female | SP.POP.1519.FE | 0 | 0
FROPopulation ages 15-19, male | Faroe Islands | FRO | Population ages 15-19, male | SP.POP.1519.MA | 0 | 0
FROPopulation ages 20-24, female | Faroe Islands | FRO | Population ages 20-24, female | SP.POP.2024.FE | 0 | 0
FROPopulation ages 20-24, male | Faroe Islands | FRO | Population ages 20-24, male | SP.POP.2024.MA | 0 | 0
FROPopulation ages 25-29, female | Faroe Islands | FRO | Population ages 25-29, female | SP.POP.2529.FE | 0 | 0
FROPopulation ages 25-29, male | Faroe Islands | FRO | Population ages 25-29, male | SP.POP.2529.MA | 0 | 0
FROPopulation ages 30-34, female | Faroe Islands | FRO | Population ages 30-34, female | SP.POP.3034.FE | 0 | 0
FROPopulation ages 30-34, male | Faroe Islands | FRO | Population ages 30-34, male | SP.POP.3034.MA | 0 | 0
FROPopulation ages 35-39, female | Faroe Islands | FRO | Population ages 35-39, female | SP.POP.3539.FE | 0 | 0
FROPopulation ages 35-39, male | Faroe Islands | FRO | Population ages 35-39, male | SP.POP.3539.MA | 0 | 0
FROPopulation ages 40-44, female | Faroe Islands | FRO | Population ages 40-44, female | SP.POP.4044.FE | 0 | 0
FROPopulation ages 40-44, male | Faroe Islands | FRO | Population ages 40-44, male | SP.POP.4044.MA | 0 | 0
FROPopulation ages 45-49, female | Faroe Islands | FRO | Population ages 45-49, female | SP.POP.4549.FE | 0 | 0
FROPopulation ages 45-49, male | Faroe Islands | FRO | Population ages 45-49, male | SP.POP.4549.MA | 0 | 0
FROPopulation ages 50-54, female | Faroe Islands | FRO | Population ages 50-54, female | SP.POP.5054.FE | 0 | 0
FROPopulation ages 50-54, male | Faroe Islands | FRO | Population ages 50-54, male | SP.POP.5054.MA | 0 | 0
FROPopulation ages 55-59, male | Faroe Islands | FRO | Population ages 55-59, male | SP.POP.5559.MA | 0 | 0
FROPopulation ages 55-59, female | Faroe Islands | FRO | Population ages 55-59, female | SP.POP.5559.FE | 0 | 0
FROPopulation ages 65-69, male | Faroe Islands | FRO | Population ages 65-69, male | SP.POP.6569.MA | 0 | 0
FROPopulation ages 65-69, female | Faroe Islands | FRO | Population ages 65-69, female | SP.POP.6569.FE | 0 | 0
FROPopulation ages 60-64, female | Faroe Islands | FRO | Population ages 60-64, female | SP.POP.6064.FE | 0 | 0
FROPopulation ages 60-64, male | Faroe Islands | FRO | Population ages 60-64, male | SP.POP.6064.MA | 0 | 0
FROPopulation ages 70-74, female | Faroe Islands | FRO | Population ages 70-74, female | SP.POP.7074.FE | 0 | 0
FROPopulation ages 70-74, male | Faroe Islands | FRO | Population ages 70-74, male | SP.POP.7074.MA | 0 | 0
FROPopulation ages 75-79, female | Faroe Islands | FRO | Population ages 75-79, female | SP.POP.7579.FE | 0 | 0
FROPopulation ages 75-79, male | Faroe Islands | FRO | Population ages 75-79, male | SP.POP.7579.MA | 0 | 0
FROPopulation ages 80 and above, female | Faroe Islands | FRO | Population ages 80 and above, female | SP.POP.80UP.FE | 0 | 0
FROPopulation ages 80 and above, male | Faroe Islands | FRO | Population ages 80 and above, male | SP.POP.80UP.MA | 0 | 0
FROPopulation, male | Faroe Islands | FRO | Population, male | SP.POP.TOTL.MA.IN | 0 | 0
FROPopulation, total | Faroe Islands | FRO | Population, total | SP.POP.TOTL | 49000 | 49000
FROPopulation, female | Faroe Islands | FRO | Population, female | SP.POP.TOTL.FE.IN | 0 | 0
FROPopulation growth (annual %) | Faroe Islands | FRO | Population growth (annual %) | SP.POP.GROW | 0 | 0
FJIPopulation ages 0-14, female | Fiji | FJI | Population ages 0-14, female | SP.POP.0014.FE.IN | 127000 | 127000
FJIPopulation ages 0-14, male | Fiji | FJI | Population ages 0-14, male | SP.POP.0014.MA.IN | 134000 | 133000
FJIPopulation ages 00-04, female | Fiji | FJI | Population ages 00-04, female | SP.POP.0004.FE | 44000 | 43000
FJIPopulation ages 00-04, male | Fiji | FJI | Population ages 00-04, male | SP.POP.0004.MA | 46000 | 46000
FJIPopulation ages 05-09, female | Fiji | FJI | Population ages 05-09, female | SP.POP.0509.FE | 43000 | 43000
FJIPopulation ages 05-09, male | Fiji | FJI | Population ages 05-09, male | SP.POP.0509.MA | 45000 | 45000
FJIPopulation ages 10-14, female | Fiji | FJI | Population ages 10-14, female | SP.POP.1014.FE | 40000 | 41000
FJIPopulation ages 10-14, male | Fiji | FJI | Population ages 10-14, male | SP.POP.1014.MA | 42000 | 42000
FJIPopulation ages 15-19, female | Fiji | FJI | Population ages 15-19, female | SP.POP.1519.FE | 36000 | 37000
FJIPopulation ages 15-19, male | Fiji | FJI | Population ages 15-19, male | SP.POP.1519.MA | 38000 | 39000
FJIPopulation ages 20-24, female | Fiji | FJI | Population ages 20-24, female | SP.POP.2024.FE | 35000 | 35000
FJIPopulation ages 20-24, male | Fiji | FJI | Population ages 20-24, male | SP.POP.2024.MA | 37000 | 37000
FJIPopulation ages 25-29, female | Fiji | FJI | Population ages 25-29, female | SP.POP.2529.FE | 35000 | 34000
FJIPopulation ages 25-29, male | Fiji | FJI | Population ages 25-29, male | SP.POP.2529.MA | 36000 | 36000
FJIPopulation ages 30-34, female | Fiji | FJI | Population ages 30-34, female | SP.POP.3034.FE | 33000 | 33000
FJIPopulation ages 30-34, male | Fiji | FJI | Population ages 30-34, male | SP.POP.3034.MA | 34000 | 34000
FJIPopulation ages 35-39, female | Fiji | FJI | Population ages 35-39, female | SP.POP.3539.FE | 33000 | 33000
FJIPopulation ages 35-39, male | Fiji | FJI | Population ages 35-39, male | SP.POP.3539.MA | 34000 | 35000
FJIPopulation ages 40-44, female | Fiji | FJI | Population ages 40-44, female | SP.POP.4044.FE | 27000 | 28000
FJIPopulation ages 40-44, male | Fiji | FJI | Population ages 40-44, male | SP.POP.4044.MA | 29000 | 29000
FJIPopulation ages 45-49, female | Fiji | FJI | Population ages 45-49, female | SP.POP.4549.FE | 24000 | 24000
FJIPopulation ages 45-49, male | Fiji | FJI | Population ages 45-49, male | SP.POP.4549.MA | 25000 | 25000
FJIPopulation ages 50-54, female | Fiji | FJI | Population ages 50-54, female | SP.POP.5054.FE | 23000 | 23000
FJIPopulation ages 50-54, male | Fiji | FJI | Population ages 50-54, male | SP.POP.5054.MA | 24000 | 24000
FJIPopulation ages 55-59, male | Fiji | FJI | Population ages 55-59, male | SP.POP.5559.MA | 22000 | 22000
FJIPopulation ages 55-59, female | Fiji | FJI | Population ages 55-59, female | SP.POP.5559.FE | 22000 | 22000
FJIPopulation ages 65-69, male | Fiji | FJI | Population ages 65-69, male | SP.POP.6569.MA | 10000 | 11000
FJIPopulation ages 65-69, female | Fiji | FJI | Population ages 65-69, female | SP.POP.6569.FE | 12000 | 12000
FJIPopulation ages 60-64, female | Fiji | FJI | Population ages 60-64, female | SP.POP.6064.FE | 17000 | 18000
FJIPopulation ages 60-64, male | Fiji | FJI | Population ages 60-64, male | SP.POP.6064.MA | 16000 | 17000
FJIPopulation ages 70-74, female | Fiji | FJI | Population ages 70-74, female | SP.POP.7074.FE | 8100 | 8500
FJIPopulation ages 70-74, male | Fiji | FJI | Population ages 70-74, male | SP.POP.7074.MA | 6700 | 6900
FJIPopulation ages 75-79, female | Fiji | FJI | Population ages 75-79, female | SP.POP.7579.FE | 4800 | 5000
FJIPopulation ages 75-79, male | Fiji | FJI | Population ages 75-79, male | SP.POP.7579.MA | 3200 | 3300
FJIPopulation ages 80 and above, female | Fiji | FJI | Population ages 80 and above, female | SP.POP.80UP.FE | 3100 | 3300
FJIPopulation ages 80 and above, male | Fiji | FJI | Population ages 80 and above, male | SP.POP.80UP.MA | 2200 | 2300
FJIPopulation, male | Fiji | FJI | Population, male | SP.POP.TOTL.MA.IN | 451000 | 454000
FJIPopulation, total | Fiji | FJI | Population, total | SP.POP.TOTL | 890000 | 896000
FJIPopulation, female | Fiji | FJI | Population, female | SP.POP.TOTL.FE.IN | 439000 | 442000
FJIPopulation growth (annual %) | Fiji | FJI | Population growth (annual %) | SP.POP.GROW | 0 | 0
FINPopulation ages 0-14, female | Finland | FIN | Population ages 0-14, female | SP.POP.0014.FE.IN | 433000 | 430000
FINPopulation ages 0-14, male | Finland | FIN | Population ages 0-14, male | SP.POP.0014.MA.IN | 453000 | 450000
FINPopulation ages 00-04, female | Finland | FIN | Population ages 00-04, female | SP.POP.0004.FE | 132000 | 129000
FINPopulation ages 00-04, male | Finland | FIN | Population ages 00-04, male | SP.POP.0004.MA | 139000 | 135000
FINPopulation ages 05-09, female | Finland | FIN | Population ages 05-09, female | SP.POP.0509.FE | 150000 | 149000
FINPopulation ages 05-09, male | Finland | FIN | Population ages 05-09, male | SP.POP.0509.MA | 157000 | 156000
FINPopulation ages 10-14, female | Finland | FIN | Population ages 10-14, female | SP.POP.1014.FE | 150000 | 152000
FINPopulation ages 10-14, male | Finland | FIN | Population ages 10-14, male | SP.POP.1014.MA | 157000 | 159000
FINPopulation ages 15-19, female | Finland | FIN | Population ages 15-19, female | SP.POP.1519.FE | 144000 | 145000
FINPopulation ages 15-19, male | Finland | FIN | Population ages 15-19, male | SP.POP.1519.MA | 151000 | 152000
FINPopulation ages 20-24, female | Finland | FIN | Population ages 20-24, female | SP.POP.2024.FE | 156000 | 153000
FINPopulation ages 20-24, male | Finland | FIN | Population ages 20-24, male | SP.POP.2024.MA | 164000 | 161000
FINPopulation ages 25-29, female | Finland | FIN | Population ages 25-29, female | SP.POP.2529.FE | 175000 | 176000
FINPopulation ages 25-29, male | Finland | FIN | Population ages 25-29, male | SP.POP.2529.MA | 183000 | 184000
FINPopulation ages 30-34, female | Finland | FIN | Population ages 30-34, female | SP.POP.3034.FE | 168000 | 169000
FINPopulation ages 30-34, male | Finland | FIN | Population ages 30-34, male | SP.POP.3034.MA | 179000 | 179000
FINPopulation ages 35-39, female | Finland | FIN | Population ages 35-39, female | SP.POP.3539.FE | 174000 | 175000
FINPopulation ages 35-39, male | Finland | FIN | Population ages 35-39, male | SP.POP.3539.MA | 184000 | 185000
FINPopulation ages 40-44, female | Finland | FIN | Population ages 40-44, female | SP.POP.4044.FE | 165000 | 169000
FINPopulation ages 40-44, male | Finland | FIN | Population ages 40-44, male | SP.POP.4044.MA | 173000 | 177000
FINPopulation ages 45-49, female | Finland | FIN | Population ages 45-49, female | SP.POP.4549.FE | 156000 | 154000
FINPopulation ages 45-49, male | Finland | FIN | Population ages 45-49, male | SP.POP.4549.MA | 161000 | 160000
FINPopulation ages 50-54, female | Finland | FIN | Population ages 50-54, female | SP.POP.5054.FE | 179000 | 175000
FINPopulation ages 50-54, male | Finland | FIN | Population ages 50-54, male | SP.POP.5054.MA | 180000 | 176000
FINPopulation ages 55-59, male | Finland | FIN | Population ages 55-59, male | SP.POP.5559.MA | 184000 | 184000
FINPopulation ages 55-59, female | Finland | FIN | Population ages 55-59, female | SP.POP.5559.FE | 186000 | 186000
FINPopulation ages 65-69, male | Finland | FIN | Population ages 65-69, male | SP.POP.6569.MA | 174000 | 171000
FINPopulation ages 65-69, female | Finland | FIN | Population ages 65-69, female | SP.POP.6569.FE | 189000 | 186000
FINPopulation ages 60-64, female | Finland | FIN | Population ages 60-64, female | SP.POP.6064.FE | 183000 | 182000
FINPopulation ages 60-64, male | Finland | FIN | Population ages 60-64, male | SP.POP.6064.MA | 175000 | 175000
FINPopulation ages 70-74, female | Finland | FIN | Population ages 70-74, female | SP.POP.7074.FE | 183000 | 190000
FINPopulation ages 70-74, male | Finland | FIN | Population ages 70-74, male | SP.POP.7074.MA | 162000 | 168000
FINPopulation ages 75-79, female | Finland | FIN | Population ages 75-79, female | SP.POP.7579.FE | 118000 | 125000
FINPopulation ages 75-79, male | Finland | FIN | Population ages 75-79, male | SP.POP.7579.MA | 93000 | 100000
FINPopulation ages 80 and above, female | Finland | FIN | Population ages 80 and above, female | SP.POP.80UP.FE | 196000 | 199000
FINPopulation ages 80 and above, male | Finland | FIN | Population ages 80 and above, male | SP.POP.80UP.MA | 110000 | 113000
FINPopulation, male | Finland | FIN | Population, male | SP.POP.TOTL.MA.IN | 2727000 | 2736000
FINPopulation, total | Finland | FIN | Population, total | SP.POP.TOTL | 5533000 | 5548000
FINPopulation, female | Finland | FIN | Population, female | SP.POP.TOTL.FE.IN | 2805000 | 2812000
FINPopulation growth (annual %) | Finland | FIN | Population growth (annual %) | SP.POP.GROW | 0 | 0
FCSPopulation ages 0-14, female | Fragile and conflict affected situations | FCS | Population ages 0-14, female | SP.POP.0014.FE.IN | 103515000 | 105156000
FCSPopulation ages 0-14, male | Fragile and conflict affected situations | FCS | Population ages 0-14, male | SP.POP.0014.MA.IN | 106262000 | 107953000
FCSPopulation ages 00-04, female | Fragile and conflict affected situations | FCS | Population ages 00-04, female | SP.POP.0004.FE | 37824100 | 38327400
FCSPopulation ages 00-04, male | Fragile and conflict affected situations | FCS | Population ages 00-04, male | SP.POP.0004.MA | 38912000 | 39423100
FCSPopulation ages 05-09, female | Fragile and conflict affected situations | FCS | Population ages 05-09, female | SP.POP.0509.FE | 34562700 | 35069500
FCSPopulation ages 05-09, male | Fragile and conflict affected situations | FCS | Population ages 05-09, male | SP.POP.0509.MA | 35482500 | 36008600
FCSPopulation ages 10-14, female | Fragile and conflict affected situations | FCS | Population ages 10-14, female | SP.POP.1014.FE | 31131100 | 31759400
FCSPopulation ages 10-14, male | Fragile and conflict affected situations | FCS | Population ages 10-14, male | SP.POP.1014.MA | 31869500 | 32525800
FCSPopulation ages 15-19, female | Fragile and conflict affected situations | FCS | Population ages 15-19, female | SP.POP.1519.FE | 27528600 | 28169600
FCSPopulation ages 15-19, male | Fragile and conflict affected situations | FCS | Population ages 15-19, male | SP.POP.1519.MA | 28057200 | 28736100
FCSPopulation ages 20-24, female | Fragile and conflict affected situations | FCS | Population ages 20-24, female | SP.POP.2024.FE | 23994200 | 24573000
FCSPopulation ages 20-24, male | Fragile and conflict affected situations | FCS | Population ages 20-24, male | SP.POP.2024.MA | 24253600 | 24857500
FCSPopulation ages 25-29, female | Fragile and conflict affected situations | FCS | Population ages 25-29, female | SP.POP.2529.FE | 20687800 | 21199900
FCSPopulation ages 25-29, male | Fragile and conflict affected situations | FCS | Population ages 25-29, male | SP.POP.2529.MA | 20730300 | 21254400
FCSPopulation ages 30-34, female | Fragile and conflict affected situations | FCS | Population ages 30-34, female | SP.POP.3034.FE | 17765500 | 18209600
FCSPopulation ages 30-34, male | Fragile and conflict affected situations | FCS | Population ages 30-34, male | SP.POP.3034.MA | 17594500 | 18054800
FCSPopulation ages 35-39, female | Fragile and conflict affected situations | FCS | Population ages 35-39, female | SP.POP.3539.FE | 15176100 | 15594400
FCSPopulation ages 35-39, male | Fragile and conflict affected situations | FCS | Population ages 35-39, male | SP.POP.3539.MA | 14894900 | 15309000
FCSPopulation ages 40-44, female | Fragile and conflict affected situations | FCS | Population ages 40-44, female | SP.POP.4044.FE | 12715000 | 13110200
FCSPopulation ages 40-44, male | Fragile and conflict affected situations | FCS | Population ages 40-44, male | SP.POP.4044.MA | 12375900 | 12771100
FCSPopulation ages 45-49, female | Fragile and conflict affected situations | FCS | Population ages 45-49, female | SP.POP.4549.FE | 10513400 | 10845400
FCSPopulation ages 45-49, male | Fragile and conflict affected situations | FCS | Population ages 45-49, male | SP.POP.4549.MA | 10054000 | 10394000
FCSPopulation ages 50-54, female | Fragile and conflict affected situations | FCS | Population ages 50-54, female | SP.POP.5054.FE | 8684500 | 8971500
FCSPopulation ages 50-54, male | Fragile and conflict affected situations | FCS | Population ages 50-54, male | SP.POP.5054.MA | 8095000 | 8379000
FCSPopulation ages 55-59, male | Fragile and conflict affected situations | FCS | Population ages 55-59, male | SP.POP.5559.MA | 6335000 | 6565600
FCSPopulation ages 55-59, female | Fragile and conflict affected situations | FCS | Population ages 55-59, female | SP.POP.5559.FE | 6947200 | 7199600
FCSPopulation ages 65-69, male | Fragile and conflict affected situations | FCS | Population ages 65-69, male | SP.POP.6569.MA | 3561200 | 3710300
FCSPopulation ages 65-69, female | Fragile and conflict affected situations | FCS | Population ages 65-69, female | SP.POP.6569.FE | 4249000 | 4435000
FCSPopulation ages 60-64, female | Fragile and conflict affected situations | FCS | Population ages 60-64, female | SP.POP.6064.FE | 5513600 | 5681500
FCSPopulation ages 60-64, male | Fragile and conflict affected situations | FCS | Population ages 60-64, male | SP.POP.6064.MA | 4855800 | 5013600
FCSPopulation ages 70-74, female | Fragile and conflict affected situations | FCS | Population ages 70-74, female | SP.POP.7074.FE | 2757000 | 2888300
FCSPopulation ages 70-74, male | Fragile and conflict affected situations | FCS | Population ages 70-74, male | SP.POP.7074.MA | 2253500 | 2346500
FCSPopulation ages 75-79, female | Fragile and conflict affected situations | FCS | Population ages 75-79, female | SP.POP.7579.FE | 1781900 | 1834800
FCSPopulation ages 75-79, male | Fragile and conflict affected situations | FCS | Population ages 75-79, male | SP.POP.7579.MA | 1358400 | 1397200
FCSPopulation ages 80 and above, female | Fragile and conflict affected situations | FCS | Population ages 80 and above, female | SP.POP.80UP.FE | 1445600 | 1453900
FCSPopulation ages 80 and above, male | Fragile and conflict affected situations | FCS | Population ages 80 and above, male | SP.POP.80UP.MA | 952600 | 949400
FCSPopulation, male | Fragile and conflict affected situations | FCS | Population, male | SP.POP.TOTL.MA.IN | 261624000 | 267691000
FCSPopulation, total | Fragile and conflict affected situations | FCS | Population, total | SP.POP.TOTL | 526823000 | 538961000
FCSPopulation, female | Fragile and conflict affected situations | FCS | Population, female | SP.POP.TOTL.FE.IN | 263273000 | 269332000
FCSPopulation growth (annual %) | Fragile and conflict affected situations | FCS | Population growth (annual %) | SP.POP.GROW | 2.2529 | 2.304
FRAPopulation ages 0-14, female | France | FRA | Population ages 0-14, female | SP.POP.0014.FE.IN | 5848000 | 5819000
FRAPopulation ages 0-14, male | France | FRA | Population ages 0-14, male | SP.POP.0014.MA.IN | 6117000 | 6087000
FRAPopulation ages 00-04, female | France | FRA | Population ages 00-04, female | SP.POP.0004.FE | 1851000 | 1828000
FRAPopulation ages 00-04, male | France | FRA | Population ages 00-04, male | SP.POP.0004.MA | 1935000 | 1912000
FRAPopulation ages 05-09, female | France | FRA | Population ages 05-09, female | SP.POP.0509.FE | 1987000 | 1975000
FRAPopulation ages 05-09, male | France | FRA | Population ages 05-09, male | SP.POP.0509.MA | 2076000 | 2062000
FRAPopulation ages 10-14, female | France | FRA | Population ages 10-14, female | SP.POP.1014.FE | 2010000 | 2016000
FRAPopulation ages 10-14, male | France | FRA | Population ages 10-14, male | SP.POP.1014.MA | 2106000 | 2113000
FRAPopulation ages 15-19, female | France | FRA | Population ages 15-19, female | SP.POP.1519.FE | 1955000 | 1965000
FRAPopulation ages 15-19, male | France | FRA | Population ages 15-19, male | SP.POP.1519.MA | 2038000 | 2052000
FRAPopulation ages 20-24, female | France | FRA | Population ages 20-24, female | SP.POP.2024.FE | 1889000 | 1889000
FRAPopulation ages 20-24, male | France | FRA | Population ages 20-24, male | SP.POP.2024.MA | 1928000 | 1931000
FRAPopulation ages 25-29, female | France | FRA | Population ages 25-29, female | SP.POP.2529.FE | 1934000 | 1913000
FRAPopulation ages 25-29, male | France | FRA | Population ages 25-29, male | SP.POP.2529.MA | 1902000 | 1883000
FRAPopulation ages 30-34, female | France | FRA | Population ages 30-34, female | SP.POP.3034.FE | 2088000 | 2076000
FRAPopulation ages 30-34, male | France | FRA | Population ages 30-34, male | SP.POP.3034.MA | 2012000 | 1996000
FRAPopulation ages 35-39, female | France | FRA | Population ages 35-39, female | SP.POP.3539.FE | 2119000 | 2143000
FRAPopulation ages 35-39, male | France | FRA | Population ages 35-39, male | SP.POP.3539.MA | 2044000 | 2062000
FRAPopulation ages 40-44, female | France | FRA | Population ages 40-44, female | SP.POP.4044.FE | 2085000 | 2066000
FRAPopulation ages 40-44, male | France | FRA | Population ages 40-44, male | SP.POP.4044.MA | 2033000 | 2008000
FRAPopulation ages 45-49, female | France | FRA | Population ages 45-49, female | SP.POP.4549.FE | 2302000 | 2287000
FRAPopulation ages 45-49, male | France | FRA | Population ages 45-49, male | SP.POP.4549.MA | 2257000 | 2241000
FRAPopulation ages 50-54, female | France | FRA | Population ages 50-54, female | SP.POP.5054.FE | 2287000 | 2291000
FRAPopulation ages 50-54, male | France | FRA | Population ages 50-54, male | SP.POP.5054.MA | 2211000 | 2218000
FRAPopulation ages 55-59, male | France | FRA | Population ages 55-59, male | SP.POP.5559.MA | 2129000 | 2148000
FRAPopulation ages 55-59, female | France | FRA | Population ages 55-59, female | SP.POP.5559.FE | 2250000 | 2265000
FRAPopulation ages 65-69, male | France | FRA | Population ages 65-69, male | SP.POP.6569.MA | 1850000 | 1845000
FRAPopulation ages 65-69, female | France | FRA | Population ages 65-69, female | SP.POP.6569.FE | 2078000 | 2072000
FRAPopulation ages 60-64, female | France | FRA | Population ages 60-64, female | SP.POP.6064.FE | 2127000 | 2139000
FRAPopulation ages 60-64, male | France | FRA | Population ages 60-64, male | SP.POP.6064.MA | 1952000 | 1966000
FRAPopulation ages 70-74, female | France | FRA | Population ages 70-74, female | SP.POP.7074.FE | 1864000 | 1959000
FRAPopulation ages 70-74, male | France | FRA | Population ages 70-74, male | SP.POP.7074.MA | 1603000 | 1681000
FRAPopulation ages 75-79, female | France | FRA | Population ages 75-79, female | SP.POP.7579.FE | 1206000 | 1263000
FRAPopulation ages 75-79, male | France | FRA | Population ages 75-79, male | SP.POP.7579.MA | 958000 | 1014000
FRAPopulation ages 80 and above, female | France | FRA | Population ages 80 and above, female | SP.POP.80UP.FE | 2649000 | 2655000
FRAPopulation ages 80 and above, male | France | FRA | Population ages 80 and above, male | SP.POP.80UP.MA | 1498000 | 1506000
FRAPopulation, male | France | FRA | Population, male | SP.POP.TOTL.MA.IN | 32532000 | 32639000
FRAPopulation, total | France | FRA | Population, total | SP.POP.TOTL | 67211000 | 67443000
FRAPopulation, female | France | FRA | Population, female | SP.POP.TOTL.FE.IN | 34679000 | 34804000
FRAPopulation growth (annual %) | France | FRA | Population growth (annual %) | SP.POP.GROW | 0 | 0
PYFPopulation ages 0-14, female | French Polynesia | PYF | Population ages 0-14, female | SP.POP.0014.FE.IN | 31000 | 30000
PYFPopulation ages 0-14, male | French Polynesia | PYF | Population ages 0-14, male | SP.POP.0014.MA.IN | 32000 | 32000
PYFPopulation ages 00-04, female | French Polynesia | PYF | Population ages 00-04, female | SP.POP.0004.FE | 9700 | 9800
PYFPopulation ages 00-04, male | French Polynesia | PYF | Population ages 00-04, male | SP.POP.0004.MA | 10000 | 10000
PYFPopulation ages 05-09, female | French Polynesia | PYF | Population ages 05-09, female | SP.POP.0509.FE | 9900 | 9400
PYFPopulation ages 05-09, male | French Polynesia | PYF | Population ages 05-09, male | SP.POP.0509.MA | 10000 | 10000
PYFPopulation ages 10-14, female | French Polynesia | PYF | Population ages 10-14, female | SP.POP.1014.FE | 11000 | 11000
PYFPopulation ages 10-14, male | French Polynesia | PYF | Population ages 10-14, male | SP.POP.1014.MA | 12000 | 12000
PYFPopulation ages 15-19, female | French Polynesia | PYF | Population ages 15-19, female | SP.POP.1519.FE | 10000 | 10000
PYFPopulation ages 15-19, male | French Polynesia | PYF | Population ages 15-19, male | SP.POP.1519.MA | 11000 | 11000
PYFPopulation ages 20-24, female | French Polynesia | PYF | Population ages 20-24, female | SP.POP.2024.FE | 11000 | 11000
PYFPopulation ages 20-24, male | French Polynesia | PYF | Population ages 20-24, male | SP.POP.2024.MA | 11000 | 11000
PYFPopulation ages 25-29, female | French Polynesia | PYF | Population ages 25-29, female | SP.POP.2529.FE | 9700 | 9400
PYFPopulation ages 25-29, male | French Polynesia | PYF | Population ages 25-29, male | SP.POP.2529.MA | 9800 | 9600
PYFPopulation ages 30-34, female | French Polynesia | PYF | Population ages 30-34, female | SP.POP.3034.FE | 12000 | 12000
PYFPopulation ages 30-34, male | French Polynesia | PYF | Population ages 30-34, male | SP.POP.3034.MA | 11000 | 11000
PYFPopulation ages 35-39, female | French Polynesia | PYF | Population ages 35-39, female | SP.POP.3539.FE | 10000 | 11000
PYFPopulation ages 35-39, male | French Polynesia | PYF | Population ages 35-39, male | SP.POP.3539.MA | 10000 | 10000
PYFPopulation ages 40-44, female | French Polynesia | PYF | Population ages 40-44, female | SP.POP.4044.FE | 9400 | 9300
PYFPopulation ages 40-44, male | French Polynesia | PYF | Population ages 40-44, male | SP.POP.4044.MA | 9800 | 9700
PYFPopulation ages 45-49, female | French Polynesia | PYF | Population ages 45-49, female | SP.POP.4549.FE | 10000 | 10000
PYFPopulation ages 45-49, male | French Polynesia | PYF | Population ages 45-49, male | SP.POP.4549.MA | 10000 | 10000
PYFPopulation ages 50-54, female | French Polynesia | PYF | Population ages 50-54, female | SP.POP.5054.FE | 8900 | 9000
PYFPopulation ages 50-54, male | French Polynesia | PYF | Population ages 50-54, male | SP.POP.5054.MA | 9700 | 9900
PYFPopulation ages 55-59, male | French Polynesia | PYF | Population ages 55-59, male | SP.POP.5559.MA | 8100 | 8400
PYFPopulation ages 55-59, female | French Polynesia | PYF | Population ages 55-59, female | SP.POP.5559.FE | 8000 | 8300
PYFPopulation ages 65-69, male | French Polynesia | PYF | Population ages 65-69, male | SP.POP.6569.MA | 4900 | 5200
PYFPopulation ages 65-69, female | French Polynesia | PYF | Population ages 65-69, female | SP.POP.6569.FE | 4800 | 5200
PYFPopulation ages 60-64, female | French Polynesia | PYF | Population ages 60-64, female | SP.POP.6064.FE | 5800 | 6000
PYFPopulation ages 60-64, male | French Polynesia | PYF | Population ages 60-64, male | SP.POP.6064.MA | 6400 | 6600
PYFPopulation ages 70-74, female | French Polynesia | PYF | Population ages 70-74, female | SP.POP.7074.FE | 2800 | 2900
PYFPopulation ages 70-74, male | French Polynesia | PYF | Population ages 70-74, male | SP.POP.7074.MA | 2900 | 3000
PYFPopulation ages 75-79, female | French Polynesia | PYF | Population ages 75-79, female | SP.POP.7579.FE | 2500 | 2600
PYFPopulation ages 75-79, male | French Polynesia | PYF | Population ages 75-79, male | SP.POP.7579.MA | 2300 | 2400
PYFPopulation ages 80 and above, female | French Polynesia | PYF | Population ages 80 and above, female | SP.POP.80UP.FE | 2400 | 2500
PYFPopulation ages 80 and above, male | French Polynesia | PYF | Population ages 80 and above, male | SP.POP.80UP.MA | 1700 | 1800
PYFPopulation, male | French Polynesia | PYF | Population, male | SP.POP.TOTL.MA.IN | 141000 | 142000
PYFPopulation, total | French Polynesia | PYF | Population, total | SP.POP.TOTL | 279000 | 281000
PYFPopulation, female | French Polynesia | PYF | Population, female | SP.POP.TOTL.FE.IN | 138000 | 139000
PYFPopulation growth (annual %) | French Polynesia | PYF | Population growth (annual %) | SP.POP.GROW | 0 | 0
GABPopulation ages 0-14, female | Gabon | GAB | Population ages 0-14, female | SP.POP.0014.FE.IN | 400000 | 411000
GABPopulation ages 0-14, male | Gabon | GAB | Population ages 0-14, male | SP.POP.0014.MA.IN | 408000 | 419000
GABPopulation ages 00-04, female | Gabon | GAB | Population ages 00-04, female | SP.POP.0004.FE | 156000 | 158000
GABPopulation ages 00-04, male | Gabon | GAB | Population ages 00-04, male | SP.POP.0004.MA | 160000 | 162000
GABPopulation ages 05-09, female | Gabon | GAB | Population ages 05-09, female | SP.POP.0509.FE | 134000 | 139000
GABPopulation ages 05-09, male | Gabon | GAB | Population ages 05-09, male | SP.POP.0509.MA | 136000 | 141000
GABPopulation ages 10-14, female | Gabon | GAB | Population ages 10-14, female | SP.POP.1014.FE | 110000 | 114000
GABPopulation ages 10-14, male | Gabon | GAB | Population ages 10-14, male | SP.POP.1014.MA | 111000 | 116000
GABPopulation ages 15-19, female | Gabon | GAB | Population ages 15-19, female | SP.POP.1519.FE | 94000 | 96000
GABPopulation ages 15-19, male | Gabon | GAB | Population ages 15-19, male | SP.POP.1519.MA | 95000 | 97000
GABPopulation ages 20-24, female | Gabon | GAB | Population ages 20-24, female | SP.POP.2024.FE | 89000 | 89000
GABPopulation ages 20-24, male | Gabon | GAB | Population ages 20-24, male | SP.POP.2024.MA | 91000 | 90000
GABPopulation ages 25-29, female | Gabon | GAB | Population ages 25-29, female | SP.POP.2529.FE | 94000 | 93000
GABPopulation ages 25-29, male | Gabon | GAB | Population ages 25-29, male | SP.POP.2529.MA | 96000 | 95000
GABPopulation ages 30-34, female | Gabon | GAB | Population ages 30-34, female | SP.POP.3034.FE | 91000 | 93000
GABPopulation ages 30-34, male | Gabon | GAB | Population ages 30-34, male | SP.POP.3034.MA | 95000 | 96000
GABPopulation ages 35-39, female | Gabon | GAB | Population ages 35-39, female | SP.POP.3539.FE | 73000 | 76000
GABPopulation ages 35-39, male | Gabon | GAB | Population ages 35-39, male | SP.POP.3539.MA | 82000 | 85000
GABPopulation ages 40-44, female | Gabon | GAB | Population ages 40-44, female | SP.POP.4044.FE | 56000 | 58000
GABPopulation ages 40-44, male | Gabon | GAB | Population ages 40-44, male | SP.POP.4044.MA | 68000 | 71000
GABPopulation ages 45-49, female | Gabon | GAB | Population ages 45-49, female | SP.POP.4549.FE | 45000 | 47000
GABPopulation ages 45-49, male | Gabon | GAB | Population ages 45-49, male | SP.POP.4549.MA | 54000 | 57000
GABPopulation ages 50-54, female | Gabon | GAB | Population ages 50-54, female | SP.POP.5054.FE | 36000 | 37000
GABPopulation ages 50-54, male | Gabon | GAB | Population ages 50-54, male | SP.POP.5054.MA | 39000 | 41000
GABPopulation ages 55-59, male | Gabon | GAB | Population ages 55-59, male | SP.POP.5559.MA | 26000 | 28000
GABPopulation ages 55-59, female | Gabon | GAB | Population ages 55-59, female | SP.POP.5559.FE | 26000 | 28000
GABPopulation ages 65-69, male | Gabon | GAB | Population ages 65-69, male | SP.POP.6569.MA | 14000 | 15000
GABPopulation ages 65-69, female | Gabon | GAB | Population ages 65-69, female | SP.POP.6569.FE | 16000 | 16000
GABPopulation ages 60-64, female | Gabon | GAB | Population ages 60-64, female | SP.POP.6064.FE | 20000 | 21000
GABPopulation ages 60-64, male | Gabon | GAB | Population ages 60-64, male | SP.POP.6064.MA | 19000 | 20000
GABPopulation ages 70-74, female | Gabon | GAB | Population ages 70-74, female | SP.POP.7074.FE | 12000 | 12000
GABPopulation ages 70-74, male | Gabon | GAB | Population ages 70-74, male | SP.POP.7074.MA | 9800 | 10000
GABPopulation ages 75-79, female | Gabon | GAB | Population ages 75-79, female | SP.POP.7579.FE | 8500 | 8600
GABPopulation ages 75-79, male | Gabon | GAB | Population ages 75-79, male | SP.POP.7579.MA | 5900 | 6000
GABPopulation ages 80 and above, female | Gabon | GAB | Population ages 80 and above, female | SP.POP.80UP.FE | 7100 | 7100
GABPopulation ages 80 and above, male | Gabon | GAB | Population ages 80 and above, male | SP.POP.80UP.MA | 4200 | 4100
GABPopulation, male | Gabon | GAB | Population, male | SP.POP.TOTL.MA.IN | 1106000 | 1133000
GABPopulation, total | Gabon | GAB | Population, total | SP.POP.TOTL | 2173000 | 2226000
GABPopulation, female | Gabon | GAB | Population, female | SP.POP.TOTL.FE.IN | 1066000 | 1093000
GABPopulation growth (annual %) | Gabon | GAB | Population growth (annual %) | SP.POP.GROW | 0 | 0
GMBPopulation ages 0-14, female | Gambia, The | GMB | Population ages 0-14, female | SP.POP.0014.FE.IN | 513000 | 526000
GMBPopulation ages 0-14, male | Gambia, The | GMB | Population ages 0-14, male | SP.POP.0014.MA.IN | 523000 | 536000
GMBPopulation ages 00-04, female | Gambia, The | GMB | Population ages 00-04, female | SP.POP.0004.FE | 199000 | 203000
GMBPopulation ages 00-04, male | Gambia, The | GMB | Population ages 00-04, male | SP.POP.0004.MA | 203000 | 207000
GMBPopulation ages 05-09, female | Gambia, The | GMB | Population ages 05-09, female | SP.POP.0509.FE | 170000 | 175000
GMBPopulation ages 05-09, male | Gambia, The | GMB | Population ages 05-09, male | SP.POP.0509.MA | 174000 | 178000
GMBPopulation ages 10-14, female | Gambia, The | GMB | Population ages 10-14, female | SP.POP.1014.FE | 144000 | 149000
GMBPopulation ages 10-14, male | Gambia, The | GMB | Population ages 10-14, male | SP.POP.1014.MA | 147000 | 151000
GMBPopulation ages 15-19, female | Gambia, The | GMB | Population ages 15-19, female | SP.POP.1519.FE | 125000 | 128000
GMBPopulation ages 15-19, male | Gambia, The | GMB | Population ages 15-19, male | SP.POP.1519.MA | 125000 | 129000
GMBPopulation ages 20-24, female | Gambia, The | GMB | Population ages 20-24, female | SP.POP.2024.FE | 113000 | 115000
GMBPopulation ages 20-24, male | Gambia, The | GMB | Population ages 20-24, male | SP.POP.2024.MA | 111000 | 113000
GMBPopulation ages 25-29, female | Gambia, The | GMB | Population ages 25-29, female | SP.POP.2529.FE | 99000 | 102000
GMBPopulation ages 25-29, male | Gambia, The | GMB | Population ages 25-29, male | SP.POP.2529.MA | 96000 | 99000
GMBPopulation ages 30-34, female | Gambia, The | GMB | Population ages 30-34, female | SP.POP.3034.FE | 79000 | 82000
GMBPopulation ages 30-34, male | Gambia, The | GMB | Population ages 30-34, male | SP.POP.3034.MA | 75000 | 78000
GMBPopulation ages 35-39, female | Gambia, The | GMB | Population ages 35-39, female | SP.POP.3539.FE | 62000 | 64000
GMBPopulation ages 35-39, male | Gambia, The | GMB | Population ages 35-39, male | SP.POP.3539.MA | 56000 | 59000
GMBPopulation ages 40-44, female | Gambia, The | GMB | Population ages 40-44, female | SP.POP.4044.FE | 49000 | 51000
GMBPopulation ages 40-44, male | Gambia, The | GMB | Population ages 40-44, male | SP.POP.4044.MA | 45000 | 46000
GMBPopulation ages 45-49, female | Gambia, The | GMB | Population ages 45-49, female | SP.POP.4549.FE | 39000 | 40000
GMBPopulation ages 45-49, male | Gambia, The | GMB | Population ages 45-49, male | SP.POP.4549.MA | 35000 | 37000
GMBPopulation ages 50-54, female | Gambia, The | GMB | Population ages 50-54, female | SP.POP.5054.FE | 34000 | 35000
GMBPopulation ages 50-54, male | Gambia, The | GMB | Population ages 50-54, male | SP.POP.5054.MA | 30000 | 31000
GMBPopulation ages 55-59, male | Gambia, The | GMB | Population ages 55-59, male | SP.POP.5559.MA | 23000 | 24000
GMBPopulation ages 55-59, female | Gambia, The | GMB | Population ages 55-59, female | SP.POP.5559.FE | 25000 | 26000
GMBPopulation ages 65-69, male | Gambia, The | GMB | Population ages 65-69, male | SP.POP.6569.MA | 12000 | 12000
GMBPopulation ages 65-69, female | Gambia, The | GMB | Population ages 65-69, female | SP.POP.6569.FE | 13000 | 13000
GMBPopulation ages 60-64, female | Gambia, The | GMB | Population ages 60-64, female | SP.POP.6064.FE | 16000 | 17000
GMBPopulation ages 60-64, male | Gambia, The | GMB | Population ages 60-64, male | SP.POP.6064.MA | 16000 | 17000
GMBPopulation ages 70-74, female | Gambia, The | GMB | Population ages 70-74, female | SP.POP.7074.FE | 9500 | 9700
GMBPopulation ages 70-74, male | Gambia, The | GMB | Population ages 70-74, male | SP.POP.7074.MA | 9200 | 9300
GMBPopulation ages 75-79, female | Gambia, The | GMB | Population ages 75-79, female | SP.POP.7579.FE | 5500 | 5700
GMBPopulation ages 75-79, male | Gambia, The | GMB | Population ages 75-79, male | SP.POP.7579.MA | 5200 | 5300
GMBPopulation ages 80 and above, female | Gambia, The | GMB | Population ages 80 and above, female | SP.POP.80UP.FE | 3200 | 3200
GMBPopulation ages 80 and above, male | Gambia, The | GMB | Population ages 80 and above, male | SP.POP.80UP.MA | 2800 | 2700
GMBPopulation, male | Gambia, The | GMB | Population, male | SP.POP.TOTL.MA.IN | 1164000 | 1199000
GMBPopulation, total | Gambia, The | GMB | Population, total | SP.POP.TOTL | 2348000 | 2417000
GMBPopulation, female | Gambia, The | GMB | Population, female | SP.POP.TOTL.FE.IN | 1183000 | 1218000
GMBPopulation growth (annual %) | Gambia, The | GMB | Population growth (annual %) | SP.POP.GROW | 0 | 0
GEOPopulation ages 0-14, female | Georgia | GEO | Population ages 0-14, female | SP.POP.0014.FE.IN | 357000 | 360000
GEOPopulation ages 0-14, male | Georgia | GEO | Population ages 0-14, male | SP.POP.0014.MA.IN | 388000 | 390000
GEOPopulation ages 00-04, female | Georgia | GEO | Population ages 00-04, female | SP.POP.0004.FE | 124000 | 121000
GEOPopulation ages 00-04, male | Georgia | GEO | Population ages 00-04, male | SP.POP.0004.MA | 132000 | 129000
GEOPopulation ages 05-09, female | Georgia | GEO | Population ages 05-09, female | SP.POP.0509.FE | 126000 | 127000
GEOPopulation ages 05-09, male | Georgia | GEO | Population ages 05-09, male | SP.POP.0509.MA | 136000 | 137000
GEOPopulation ages 10-14, female | Georgia | GEO | Population ages 10-14, female | SP.POP.1014.FE | 108000 | 112000
GEOPopulation ages 10-14, male | Georgia | GEO | Population ages 10-14, male | SP.POP.1014.MA | 120000 | 124000
GEOPopulation ages 15-19, female | Georgia | GEO | Population ages 15-19, female | SP.POP.1519.FE | 95000 | 95000
GEOPopulation ages 15-19, male | Georgia | GEO | Population ages 15-19, male | SP.POP.1519.MA | 107000 | 107000
GEOPopulation ages 20-24, female | Georgia | GEO | Population ages 20-24, female | SP.POP.2024.FE | 107000 | 103000
GEOPopulation ages 20-24, male | Georgia | GEO | Population ages 20-24, male | SP.POP.2024.MA | 118000 | 115000
GEOPopulation ages 25-29, female | Georgia | GEO | Population ages 25-29, female | SP.POP.2529.FE | 127000 | 123000
GEOPopulation ages 25-29, male | Georgia | GEO | Population ages 25-29, male | SP.POP.2529.MA | 129000 | 126000
GEOPopulation ages 30-34, female | Georgia | GEO | Population ages 30-34, female | SP.POP.3034.FE | 136000 | 135000
GEOPopulation ages 30-34, male | Georgia | GEO | Population ages 30-34, male | SP.POP.3034.MA | 135000 | 134000
GEOPopulation ages 35-39, female | Georgia | GEO | Population ages 35-39, female | SP.POP.3539.FE | 130000 | 130000
GEOPopulation ages 35-39, male | Georgia | GEO | Population ages 35-39, male | SP.POP.3539.MA | 125000 | 126000
GEOPopulation ages 40-44, female | Georgia | GEO | Population ages 40-44, female | SP.POP.4044.FE | 126000 | 126000
GEOPopulation ages 40-44, male | Georgia | GEO | Population ages 40-44, male | SP.POP.4044.MA | 119000 | 119000
GEOPopulation ages 45-49, female | Georgia | GEO | Population ages 45-49, female | SP.POP.4549.FE | 122000 | 122000
GEOPopulation ages 45-49, male | Georgia | GEO | Population ages 45-49, male | SP.POP.4549.MA | 113000 | 114000
GEOPopulation ages 50-54, female | Georgia | GEO | Population ages 50-54, female | SP.POP.5054.FE | 125000 | 121000
GEOPopulation ages 50-54, male | Georgia | GEO | Population ages 50-54, male | SP.POP.5054.MA | 110000 | 107000
GEOPopulation ages 55-59, male | Georgia | GEO | Population ages 55-59, male | SP.POP.5559.MA | 119000 | 118000
GEOPopulation ages 55-59, female | Georgia | GEO | Population ages 55-59, female | SP.POP.5559.FE | 142000 | 141000
GEOPopulation ages 65-69, male | Georgia | GEO | Population ages 65-69, male | SP.POP.6569.MA | 79000 | 81000
GEOPopulation ages 65-69, female | Georgia | GEO | Population ages 65-69, female | SP.POP.6569.FE | 112000 | 115000
GEOPopulation ages 60-64, female | Georgia | GEO | Population ages 60-64, female | SP.POP.6064.FE | 128000 | 130000
GEOPopulation ages 60-64, male | Georgia | GEO | Population ages 60-64, male | SP.POP.6064.MA | 100000 | 102000
GEOPopulation ages 70-74, female | Georgia | GEO | Population ages 70-74, female | SP.POP.7074.FE | 81000 | 86000
GEOPopulation ages 70-74, male | Georgia | GEO | Population ages 70-74, male | SP.POP.7074.MA | 52000 | 54000
GEOPopulation ages 75-79, female | Georgia | GEO | Population ages 75-79, female | SP.POP.7579.FE | 62000 | 59000
GEOPopulation ages 75-79, male | Georgia | GEO | Population ages 75-79, male | SP.POP.7579.MA | 34000 | 32000
GEOPopulation ages 80 and above, female | Georgia | GEO | Population ages 80 and above, female | SP.POP.80UP.FE | 97000 | 96000
GEOPopulation ages 80 and above, male | Georgia | GEO | Population ages 80 and above, male | SP.POP.80UP.MA | 45000 | 42000
GEOPopulation, male | Georgia | GEO | Population, male | SP.POP.TOTL.MA.IN | 1774000 | 1769000
GEOPopulation, total | Georgia | GEO | Population, total | SP.POP.TOTL | 3721000 | 3711000
GEOPopulation, female | Georgia | GEO | Population, female | SP.POP.TOTL.FE.IN | 1947000 | 1943000
GEOPopulation growth (annual %) | Georgia | GEO | Population growth (annual %) | SP.POP.GROW | 0 | 0
DEUPopulation ages 0-14, female | Germany | DEU | Population ages 0-14, female | SP.POP.0014.FE.IN | 5532000 | 5586000
DEUPopulation ages 0-14, male | Germany | DEU | Population ages 0-14, male | SP.POP.0014.MA.IN | 5895000 | 5952000
DEUPopulation ages 00-04, female | Germany | DEU | Population ages 00-04, female | SP.POP.0004.FE | 1925000 | 1950000
DEUPopulation ages 00-04, male | Germany | DEU | Population ages 00-04, male | SP.POP.0004.MA | 2028000 | 2055000
DEUPopulation ages 05-09, female | Germany | DEU | Population ages 05-09, female | SP.POP.0509.FE | 1795000 | 1827000
DEUPopulation ages 05-09, male | Germany | DEU | Population ages 05-09, male | SP.POP.0509.MA | 1912000 | 1944000
DEUPopulation ages 10-14, female | Germany | DEU | Population ages 10-14, female | SP.POP.1014.FE | 1811000 | 1808000
DEUPopulation ages 10-14, male | Germany | DEU | Population ages 10-14, male | SP.POP.1014.MA | 1954000 | 1953000
DEUPopulation ages 15-19, female | Germany | DEU | Population ages 15-19, female | SP.POP.1519.FE | 1970000 | 1943000
DEUPopulation ages 15-19, male | Germany | DEU | Population ages 15-19, male | SP.POP.1519.MA | 2145000 | 2122000
DEUPopulation ages 20-24, female | Germany | DEU | Population ages 20-24, female | SP.POP.2024.FE | 2157000 | 2142000
DEUPopulation ages 20-24, male | Germany | DEU | Population ages 20-24, male | SP.POP.2024.MA | 2356000 | 2351000
DEUPopulation ages 25-29, female | Germany | DEU | Population ages 25-29, female | SP.POP.2529.FE | 2312000 | 2272000
DEUPopulation ages 25-29, male | Germany | DEU | Population ages 25-29, male | SP.POP.2529.MA | 2517000 | 2489000
DEUPopulation ages 30-34, female | Germany | DEU | Population ages 30-34, female | SP.POP.3034.FE | 2608000 | 2584000
DEUPopulation ages 30-34, male | Germany | DEU | Population ages 30-34, male | SP.POP.3034.MA | 2789000 | 2786000
DEUPopulation ages 35-39, female | Germany | DEU | Population ages 35-39, female | SP.POP.3539.FE | 2593000 | 2621000
DEUPopulation ages 35-39, male | Germany | DEU | Population ages 35-39, male | SP.POP.3539.MA | 2688000 | 2738000
DEUPopulation ages 40-44, female | Germany | DEU | Population ages 40-44, female | SP.POP.4044.FE | 2454000 | 2475000
DEUPopulation ages 40-44, male | Germany | DEU | Population ages 40-44, male | SP.POP.4044.MA | 2491000 | 2518000
DEUPopulation ages 45-49, female | Germany | DEU | Population ages 45-49, female | SP.POP.4549.FE | 2665000 | 2542000
DEUPopulation ages 45-49, male | Germany | DEU | Population ages 45-49, male | SP.POP.4549.MA | 2701000 | 2573000
DEUPopulation ages 50-54, female | Germany | DEU | Population ages 50-54, female | SP.POP.5054.FE | 3387000 | 3284000
DEUPopulation ages 50-54, male | Germany | DEU | Population ages 50-54, male | SP.POP.5054.MA | 3419000 | 3309000
DEUPopulation ages 55-59, male | Germany | DEU | Population ages 55-59, male | SP.POP.5559.MA | 3319000 | 3348000
DEUPopulation ages 55-59, female | Germany | DEU | Population ages 55-59, female | SP.POP.5559.FE | 3334000 | 3369000
DEUPopulation ages 65-69, male | Germany | DEU | Population ages 65-69, male | SP.POP.6569.MA | 2209000 | 2261000
DEUPopulation ages 65-69, female | Germany | DEU | Population ages 65-69, female | SP.POP.6569.FE | 2432000 | 2499000
DEUPopulation ages 60-64, female | Germany | DEU | Population ages 60-64, female | SP.POP.6064.FE | 2865000 | 2927000
DEUPopulation ages 60-64, male | Germany | DEU | Population ages 60-64, male | SP.POP.6064.MA | 2752000 | 2817000
DEUPopulation ages 70-74, female | Germany | DEU | Population ages 70-74, female | SP.POP.7074.FE | 2020000 | 2016000
DEUPopulation ages 70-74, male | Germany | DEU | Population ages 70-74, male | SP.POP.7074.MA | 1781000 | 1767000
DEUPopulation ages 75-79, female | Germany | DEU | Population ages 75-79, female | SP.POP.7579.FE | 2057000 | 1979000
DEUPopulation ages 75-79, male | Germany | DEU | Population ages 75-79, male | SP.POP.7579.MA | 1667000 | 1610000
DEUPopulation ages 80 and above, female | Germany | DEU | Population ages 80 and above, female | SP.POP.80UP.FE | 3521000 | 3570000
DEUPopulation ages 80 and above, male | Germany | DEU | Population ages 80 and above, male | SP.POP.80UP.MA | 2168000 | 2228000
DEUPopulation, male | Germany | DEU | Population, male | SP.POP.TOTL.MA.IN | 40898000 | 40869000
DEUPopulation, total | Germany | DEU | Population, total | SP.POP.TOTL | 82806000 | 82678000
DEUPopulation, female | Germany | DEU | Population, female | SP.POP.TOTL.FE.IN | 41908000 | 41809000
DEUPopulation growth (annual %) | Germany | DEU | Population growth (annual %) | SP.POP.GROW | 0 | 0
GHAPopulation ages 0-14, female | Ghana | GHA | Population ages 0-14, female | SP.POP.0014.FE.IN | 5563000 | 5647000
GHAPopulation ages 0-14, male | Ghana | GHA | Population ages 0-14, male | SP.POP.0014.MA.IN | 5803000 | 5891000
GHAPopulation ages 00-04, female | Ghana | GHA | Population ages 00-04, female | SP.POP.0004.FE | 2023000 | 2040000
GHAPopulation ages 00-04, male | Ghana | GHA | Population ages 00-04, male | SP.POP.0004.MA | 2112000 | 2129000
GHAPopulation ages 05-09, female | Ghana | GHA | Population ages 05-09, female | SP.POP.0509.FE | 1870000 | 1903000
GHAPopulation ages 05-09, male | Ghana | GHA | Population ages 05-09, male | SP.POP.0509.MA | 1950000 | 1985000
GHAPopulation ages 10-14, female | Ghana | GHA | Population ages 10-14, female | SP.POP.1014.FE | 1670000 | 1703000
GHAPopulation ages 10-14, male | Ghana | GHA | Population ages 10-14, male | SP.POP.1014.MA | 1741000 | 1776000
GHAPopulation ages 15-19, female | Ghana | GHA | Population ages 15-19, female | SP.POP.1519.FE | 1509000 | 1534000
GHAPopulation ages 15-19, male | Ghana | GHA | Population ages 15-19, male | SP.POP.1519.MA | 1577000 | 1603000
GHAPopulation ages 20-24, female | Ghana | GHA | Population ages 20-24, female | SP.POP.2024.FE | 1373000 | 1398000
GHAPopulation ages 20-24, male | Ghana | GHA | Population ages 20-24, male | SP.POP.2024.MA | 1436000 | 1462000
GHAPopulation ages 25-29, female | Ghana | GHA | Population ages 25-29, female | SP.POP.2529.FE | 1217000 | 1240000
GHAPopulation ages 25-29, male | Ghana | GHA | Population ages 25-29, male | SP.POP.2529.MA | 1275000 | 1299000
GHAPopulation ages 30-34, female | Ghana | GHA | Population ages 30-34, female | SP.POP.3034.FE | 1082000 | 1108000
GHAPopulation ages 30-34, male | Ghana | GHA | Population ages 30-34, male | SP.POP.3034.MA | 1130000 | 1159000
GHAPopulation ages 35-39, female | Ghana | GHA | Population ages 35-39, female | SP.POP.3539.FE | 919000 | 945000
GHAPopulation ages 35-39, male | Ghana | GHA | Population ages 35-39, male | SP.POP.3539.MA | 949000 | 979000
GHAPopulation ages 40-44, female | Ghana | GHA | Population ages 40-44, female | SP.POP.4044.FE | 784000 | 803000
GHAPopulation ages 40-44, male | Ghana | GHA | Population ages 40-44, male | SP.POP.4044.MA | 801000 | 823000
GHAPopulation ages 45-49, female | Ghana | GHA | Population ages 45-49, female | SP.POP.4549.FE | 683000 | 699000
GHAPopulation ages 45-49, male | Ghana | GHA | Population ages 45-49, male | SP.POP.4549.MA | 690000 | 706000
GHAPopulation ages 50-54, female | Ghana | GHA | Population ages 50-54, female | SP.POP.5054.FE | 578000 | 596000
GHAPopulation ages 50-54, male | Ghana | GHA | Population ages 50-54, male | SP.POP.5054.MA | 576000 | 594000
GHAPopulation ages 55-59, male | Ghana | GHA | Population ages 55-59, male | SP.POP.5559.MA | 445000 | 466000
GHAPopulation ages 55-59, female | Ghana | GHA | Population ages 55-59, female | SP.POP.5559.FE | 459000 | 480000
GHAPopulation ages 65-69, male | Ghana | GHA | Population ages 65-69, male | SP.POP.6569.MA | 191000 | 200000
GHAPopulation ages 65-69, female | Ghana | GHA | Population ages 65-69, female | SP.POP.6569.FE | 214000 | 224000
GHAPopulation ages 60-64, female | Ghana | GHA | Population ages 60-64, female | SP.POP.6064.FE | 325000 | 346000
GHAPopulation ages 60-64, male | Ghana | GHA | Population ages 60-64, male | SP.POP.6064.MA | 301000 | 321000
GHAPopulation ages 70-74, female | Ghana | GHA | Population ages 70-74, female | SP.POP.7074.FE | 155000 | 160000
GHAPopulation ages 70-74, male | Ghana | GHA | Population ages 70-74, male | SP.POP.7074.MA | 133000 | 138000
GHAPopulation ages 75-79, female | Ghana | GHA | Population ages 75-79, female | SP.POP.7579.FE | 85000 | 89000
GHAPopulation ages 75-79, male | Ghana | GHA | Population ages 75-79, male | SP.POP.7579.MA | 67000 | 70000
GHAPopulation ages 80 and above, female | Ghana | GHA | Population ages 80 and above, female | SP.POP.80UP.FE | 55000 | 55000
GHAPopulation ages 80 and above, male | Ghana | GHA | Population ages 80 and above, male | SP.POP.80UP.MA | 42000 | 41000
GHAPopulation, male | Ghana | GHA | Population, male | SP.POP.TOTL.MA.IN | 15416000 | 15750000
GHAPopulation, total | Ghana | GHA | Population, total | SP.POP.TOTL | 30418000 | 31073000
GHAPopulation, female | Ghana | GHA | Population, female | SP.POP.TOTL.FE.IN | 15002000 | 15323000
GHAPopulation growth (annual %) | Ghana | GHA | Population growth (annual %) | SP.POP.GROW | 0 | 0
GIBPopulation ages 0-14, female | Gibraltar | GIB | Population ages 0-14, female | SP.POP.0014.FE.IN | 0 | 0
GIBPopulation ages 0-14, male | Gibraltar | GIB | Population ages 0-14, male | SP.POP.0014.MA.IN | 0 | 0
GIBPopulation ages 00-04, female | Gibraltar | GIB | Population ages 00-04, female | SP.POP.0004.FE | 0 | 0
GIBPopulation ages 00-04, male | Gibraltar | GIB | Population ages 00-04, male | SP.POP.0004.MA | 0 | 0
GIBPopulation ages 05-09, female | Gibraltar | GIB | Population ages 05-09, female | SP.POP.0509.FE | 0 | 0
GIBPopulation ages 05-09, male | Gibraltar | GIB | Population ages 05-09, male | SP.POP.0509.MA | 0 | 0
GIBPopulation ages 10-14, female | Gibraltar | GIB | Population ages 10-14, female | SP.POP.1014.FE | 0 | 0
GIBPopulation ages 10-14, male | Gibraltar | GIB | Population ages 10-14, male | SP.POP.1014.MA | 0 | 0
GIBPopulation ages 15-19, female | Gibraltar | GIB | Population ages 15-19, female | SP.POP.1519.FE | 0 | 0
GIBPopulation ages 15-19, male | Gibraltar | GIB | Population ages 15-19, male | SP.POP.1519.MA | 0 | 0
GIBPopulation ages 20-24, female | Gibraltar | GIB | Population ages 20-24, female | SP.POP.2024.FE | 0 | 0
GIBPopulation ages 20-24, male | Gibraltar | GIB | Population ages 20-24, male | SP.POP.2024.MA | 0 | 0
GIBPopulation ages 25-29, female | Gibraltar | GIB | Population ages 25-29, female | SP.POP.2529.FE | 0 | 0
GIBPopulation ages 25-29, male | Gibraltar | GIB | Population ages 25-29, male | SP.POP.2529.MA | 0 | 0
GIBPopulation ages 30-34, female | Gibraltar | GIB | Population ages 30-34, female | SP.POP.3034.FE | 0 | 0
GIBPopulation ages 30-34, male | Gibraltar | GIB | Population ages 30-34, male | SP.POP.3034.MA | 0 | 0
GIBPopulation ages 35-39, female | Gibraltar | GIB | Population ages 35-39, female | SP.POP.3539.FE | 0 | 0
GIBPopulation ages 35-39, male | Gibraltar | GIB | Population ages 35-39, male | SP.POP.3539.MA | 0 | 0
GIBPopulation ages 40-44, female | Gibraltar | GIB | Population ages 40-44, female | SP.POP.4044.FE | 0 | 0
GIBPopulation ages 40-44, male | Gibraltar | GIB | Population ages 40-44, male | SP.POP.4044.MA | 0 | 0
GIBPopulation ages 45-49, female | Gibraltar | GIB | Population ages 45-49, female | SP.POP.4549.FE | 0 | 0
GIBPopulation ages 45-49, male | Gibraltar | GIB | Population ages 45-49, male | SP.POP.4549.MA | 0 | 0
GIBPopulation ages 50-54, female | Gibraltar | GIB | Population ages 50-54, female | SP.POP.5054.FE | 0 | 0
GIBPopulation ages 50-54, male | Gibraltar | GIB | Population ages 50-54, male | SP.POP.5054.MA | 0 | 0
GIBPopulation ages 55-59, male | Gibraltar | GIB | Population ages 55-59, male | SP.POP.5559.MA | 0 | 0
GIBPopulation ages 55-59, female | Gibraltar | GIB | Population ages 55-59, female | SP.POP.5559.FE | 0 | 0
GIBPopulation ages 65-69, male | Gibraltar | GIB | Population ages 65-69, male | SP.POP.6569.MA | 0 | 0
GIBPopulation ages 65-69, female | Gibraltar | GIB | Population ages 65-69, female | SP.POP.6569.FE | 0 | 0
GIBPopulation ages 60-64, female | Gibraltar | GIB | Population ages 60-64, female | SP.POP.6064.FE | 0 | 0
GIBPopulation ages 60-64, male | Gibraltar | GIB | Population ages 60-64, male | SP.POP.6064.MA | 0 | 0
GIBPopulation ages 70-74, female | Gibraltar | GIB | Population ages 70-74, female | SP.POP.7074.FE | 0 | 0
GIBPopulation ages 70-74, male | Gibraltar | GIB | Population ages 70-74, male | SP.POP.7074.MA | 0 | 0
GIBPopulation ages 75-79, female | Gibraltar | GIB | Population ages 75-79, female | SP.POP.7579.FE | 0 | 0
GIBPopulation ages 75-79, male | Gibraltar | GIB | Population ages 75-79, male | SP.POP.7579.MA | 0 | 0
GIBPopulation ages 80 and above, female | Gibraltar | GIB | Population ages 80 and above, female | SP.POP.80UP.FE | 0 | 0
GIBPopulation ages 80 and above, male | Gibraltar | GIB | Population ages 80 and above, male | SP.POP.80UP.MA | 0 | 0
GIBPopulation, male | Gibraltar | GIB | Population, male | SP.POP.TOTL.MA.IN | 0 | 0
GIBPopulation, total | Gibraltar | GIB | Population, total | SP.POP.TOTL | 34000 | 34000
GIBPopulation, female | Gibraltar | GIB | Population, female | SP.POP.TOTL.FE.IN | 0 | 0
GIBPopulation growth (annual %) | Gibraltar | GIB | Population growth (annual %) | SP.POP.GROW | 0 | 0
GRCPopulation ages 0-14, female | Greece | GRC | Population ages 0-14, female | SP.POP.0014.FE.IN | 720000 | 705000
GRCPopulation ages 0-14, male | Greece | GRC | Population ages 0-14, male | SP.POP.0014.MA.IN | 766000 | 751000
GRCPopulation ages 00-04, female | Greece | GRC | Population ages 00-04, female | SP.POP.0004.FE | 208000 | 203000
GRCPopulation ages 00-04, male | Greece | GRC | Population ages 00-04, male | SP.POP.0004.MA | 221000 | 216000
GRCPopulation ages 05-09, female | Greece | GRC | Population ages 05-09, female | SP.POP.0509.FE | 242000 | 233000
GRCPopulation ages 05-09, male | Greece | GRC | Population ages 05-09, male | SP.POP.0509.MA | 259000 | 249000
GRCPopulation ages 10-14, female | Greece | GRC | Population ages 10-14, female | SP.POP.1014.FE | 270000 | 269000
GRCPopulation ages 10-14, male | Greece | GRC | Population ages 10-14, male | SP.POP.1014.MA | 286000 | 286000
GRCPopulation ages 15-19, female | Greece | GRC | Population ages 15-19, female | SP.POP.1519.FE | 263000 | 263000
GRCPopulation ages 15-19, male | Greece | GRC | Population ages 15-19, male | SP.POP.1519.MA | 274000 | 276000
GRCPopulation ages 20-24, female | Greece | GRC | Population ages 20-24, female | SP.POP.2024.FE | 264000 | 265000
GRCPopulation ages 20-24, male | Greece | GRC | Population ages 20-24, male | SP.POP.2024.MA | 278000 | 277000
GRCPopulation ages 25-29, female | Greece | GRC | Population ages 25-29, female | SP.POP.2529.FE | 261000 | 257000
GRCPopulation ages 25-29, male | Greece | GRC | Population ages 25-29, male | SP.POP.2529.MA | 288000 | 283000
GRCPopulation ages 30-34, female | Greece | GRC | Population ages 30-34, female | SP.POP.3034.FE | 309000 | 294000
GRCPopulation ages 30-34, male | Greece | GRC | Population ages 30-34, male | SP.POP.3034.MA | 331000 | 317000
GRCPopulation ages 35-39, female | Greece | GRC | Population ages 35-39, female | SP.POP.3539.FE | 379000 | 370000
GRCPopulation ages 35-39, male | Greece | GRC | Population ages 35-39, male | SP.POP.3539.MA | 395000 | 386000
GRCPopulation ages 40-44, female | Greece | GRC | Population ages 40-44, female | SP.POP.4044.FE | 396000 | 393000
GRCPopulation ages 40-44, male | Greece | GRC | Population ages 40-44, male | SP.POP.4044.MA | 407000 | 406000
GRCPopulation ages 45-49, female | Greece | GRC | Population ages 45-49, female | SP.POP.4549.FE | 409000 | 406000
GRCPopulation ages 45-49, male | Greece | GRC | Population ages 45-49, male | SP.POP.4549.MA | 407000 | 406000
GRCPopulation ages 50-54, female | Greece | GRC | Population ages 50-54, female | SP.POP.5054.FE | 408000 | 413000
GRCPopulation ages 50-54, male | Greece | GRC | Population ages 50-54, male | SP.POP.5054.MA | 395000 | 402000
GRCPopulation ages 55-59, male | Greece | GRC | Population ages 55-59, male | SP.POP.5559.MA | 346000 | 351000
GRCPopulation ages 55-59, female | Greece | GRC | Population ages 55-59, female | SP.POP.5559.FE | 372000 | 375000
GRCPopulation ages 65-69, male | Greece | GRC | Population ages 65-69, male | SP.POP.6569.MA | 274000 | 275000
GRCPopulation ages 65-69, female | Greece | GRC | Population ages 65-69, female | SP.POP.6569.FE | 316000 | 319000
GRCPopulation ages 60-64, female | Greece | GRC | Population ages 60-64, female | SP.POP.6064.FE | 359000 | 365000
GRCPopulation ages 60-64, male | Greece | GRC | Population ages 60-64, male | SP.POP.6064.MA | 321000 | 328000
GRCPopulation ages 70-74, female | Greece | GRC | Population ages 70-74, female | SP.POP.7074.FE | 294000 | 304000
GRCPopulation ages 70-74, male | Greece | GRC | Population ages 70-74, male | SP.POP.7074.MA | 252000 | 259000
GRCPopulation ages 75-79, female | Greece | GRC | Population ages 75-79, female | SP.POP.7579.FE | 229000 | 229000
GRCPopulation ages 75-79, male | Greece | GRC | Population ages 75-79, male | SP.POP.7579.MA | 186000 | 187000
GRCPopulation ages 80 and above, female | Greece | GRC | Population ages 80 and above, female | SP.POP.80UP.FE | 468000 | 473000
GRCPopulation ages 80 and above, male | Greece | GRC | Population ages 80 and above, male | SP.POP.80UP.MA | 329000 | 332000
GRCPopulation, male | Greece | GRC | Population, male | SP.POP.TOTL.MA.IN | 5250000 | 5235000
GRCPopulation, total | Greece | GRC | Population, total | SP.POP.TOTL | 10696000 | 10665000
GRCPopulation, female | Greece | GRC | Population, female | SP.POP.TOTL.FE.IN | 5446000 | 5431000
GRCPopulation growth (annual %) | Greece | GRC | Population growth (annual %) | SP.POP.GROW | 0 | 0
GRLPopulation ages 0-14, female | Greenland | GRL | Population ages 0-14, female | SP.POP.0014.FE.IN | 0 | 0
GRLPopulation ages 0-14, male | Greenland | GRL | Population ages 0-14, male | SP.POP.0014.MA.IN | 0 | 0
GRLPopulation ages 00-04, female | Greenland | GRL | Population ages 00-04, female | SP.POP.0004.FE | 0 | 0
GRLPopulation ages 00-04, male | Greenland | GRL | Population ages 00-04, male | SP.POP.0004.MA | 0 | 0
GRLPopulation ages 05-09, female | Greenland | GRL | Population ages 05-09, female | SP.POP.0509.FE | 0 | 0
GRLPopulation ages 05-09, male | Greenland | GRL | Population ages 05-09, male | SP.POP.0509.MA | 0 | 0
GRLPopulation ages 10-14, female | Greenland | GRL | Population ages 10-14, female | SP.POP.1014.FE | 0 | 0
GRLPopulation ages 10-14, male | Greenland | GRL | Population ages 10-14, male | SP.POP.1014.MA | 0 | 0
GRLPopulation ages 15-19, female | Greenland | GRL | Population ages 15-19, female | SP.POP.1519.FE | 0 | 0
GRLPopulation ages 15-19, male | Greenland | GRL | Population ages 15-19, male | SP.POP.1519.MA | 0 | 0
GRLPopulation ages 20-24, female | Greenland | GRL | Population ages 20-24, female | SP.POP.2024.FE | 0 | 0
GRLPopulation ages 20-24, male | Greenland | GRL | Population ages 20-24, male | SP.POP.2024.MA | 0 | 0
GRLPopulation ages 25-29, female | Greenland | GRL | Population ages 25-29, female | SP.POP.2529.FE | 0 | 0
GRLPopulation ages 25-29, male | Greenland | GRL | Population ages 25-29, male | SP.POP.2529.MA | 0 | 0
GRLPopulation ages 30-34, female | Greenland | GRL | Population ages 30-34, female | SP.POP.3034.FE | 0 | 0
GRLPopulation ages 30-34, male | Greenland | GRL | Population ages 30-34, male | SP.POP.3034.MA | 0 | 0
GRLPopulation ages 35-39, female | Greenland | GRL | Population ages 35-39, female | SP.POP.3539.FE | 0 | 0
GRLPopulation ages 35-39, male | Greenland | GRL | Population ages 35-39, male | SP.POP.3539.MA | 0 | 0
GRLPopulation ages 40-44, female | Greenland | GRL | Population ages 40-44, female | SP.POP.4044.FE | 0 | 0
GRLPopulation ages 40-44, male | Greenland | GRL | Population ages 40-44, male | SP.POP.4044.MA | 0 | 0
GRLPopulation ages 45-49, female | Greenland | GRL | Population ages 45-49, female | SP.POP.4549.FE | 0 | 0
GRLPopulation ages 45-49, male | Greenland | GRL | Population ages 45-49, male | SP.POP.4549.MA | 0 | 0
GRLPopulation ages 50-54, female | Greenland | GRL | Population ages 50-54, female | SP.POP.5054.FE | 0 | 0
GRLPopulation ages 50-54, male | Greenland | GRL | Population ages 50-54, male | SP.POP.5054.MA | 0 | 0
GRLPopulation ages 55-59, male | Greenland | GRL | Population ages 55-59, male | SP.POP.5559.MA | 0 | 0
GRLPopulation ages 55-59, female | Greenland | GRL | Population ages 55-59, female | SP.POP.5559.FE | 0 | 0
GRLPopulation ages 65-69, male | Greenland | GRL | Population ages 65-69, male | SP.POP.6569.MA | 0 | 0
GRLPopulation ages 65-69, female | Greenland | GRL | Population ages 65-69, female | SP.POP.6569.FE | 0 | 0
GRLPopulation ages 60-64, female | Greenland | GRL | Population ages 60-64, female | SP.POP.6064.FE | 0 | 0
GRLPopulation ages 60-64, male | Greenland | GRL | Population ages 60-64, male | SP.POP.6064.MA | 0 | 0
GRLPopulation ages 70-74, female | Greenland | GRL | Population ages 70-74, female | SP.POP.7074.FE | 0 | 0
GRLPopulation ages 70-74, male | Greenland | GRL | Population ages 70-74, male | SP.POP.7074.MA | 0 | 0
GRLPopulation ages 75-79, female | Greenland | GRL | Population ages 75-79, female | SP.POP.7579.FE | 0 | 0
GRLPopulation ages 75-79, male | Greenland | GRL | Population ages 75-79, male | SP.POP.7579.MA | 0 | 0
GRLPopulation ages 80 and above, female | Greenland | GRL | Population ages 80 and above, female | SP.POP.80UP.FE | 0 | 0
GRLPopulation ages 80 and above, male | Greenland | GRL | Population ages 80 and above, male | SP.POP.80UP.MA | 0 | 0
GRLPopulation, male | Greenland | GRL | Population, male | SP.POP.TOTL.MA.IN | 0 | 0
GRLPopulation, total | Greenland | GRL | Population, total | SP.POP.TOTL | 0 | 0
GRLPopulation, female | Greenland | GRL | Population, female | SP.POP.TOTL.FE.IN | 0 | 0
GRLPopulation growth (annual %) | Greenland | GRL | Population growth (annual %) | SP.POP.GROW | 0 | 0
GRDPopulation ages 0-14, female | Grenada | GRD | Population ages 0-14, female | SP.POP.0014.FE.IN | 13000 | 13000
GRDPopulation ages 0-14, male | Grenada | GRD | Population ages 0-14, male | SP.POP.0014.MA.IN | 14000 | 14000
GRDPopulation ages 00-04, female | Grenada | GRD | Population ages 00-04, female | SP.POP.0004.FE | 4400 | 4400
GRDPopulation ages 00-04, male | Grenada | GRD | Population ages 00-04, male | SP.POP.0004.MA | 4600 | 4600
GRDPopulation ages 05-09, female | Grenada | GRD | Population ages 05-09, female | SP.POP.0509.FE | 4400 | 4500
GRDPopulation ages 05-09, male | Grenada | GRD | Population ages 05-09, male | SP.POP.0509.MA | 4700 | 4700
GRDPopulation ages 10-14, female | Grenada | GRD | Population ages 10-14, female | SP.POP.1014.FE | 4100 | 4200
GRDPopulation ages 10-14, male | Grenada | GRD | Population ages 10-14, male | SP.POP.1014.MA | 4300 | 4400
GRDPopulation ages 15-19, female | Grenada | GRD | Population ages 15-19, female | SP.POP.1519.FE | 3700 | 3700
GRDPopulation ages 15-19, male | Grenada | GRD | Population ages 15-19, male | SP.POP.1519.MA | 3900 | 3800
GRDPopulation ages 20-24, female | Grenada | GRD | Population ages 20-24, female | SP.POP.2024.FE | 4500 | 4300
GRDPopulation ages 20-24, male | Grenada | GRD | Population ages 20-24, male | SP.POP.2024.MA | 4600 | 4400
GRDPopulation ages 25-29, female | Grenada | GRD | Population ages 25-29, female | SP.POP.2529.FE | 4800 | 4700
GRDPopulation ages 25-29, male | Grenada | GRD | Population ages 25-29, male | SP.POP.2529.MA | 4900 | 4800
GRDPopulation ages 30-34, female | Grenada | GRD | Population ages 30-34, female | SP.POP.3034.FE | 4600 | 4600
GRDPopulation ages 30-34, male | Grenada | GRD | Population ages 30-34, male | SP.POP.3034.MA | 4800 | 4800
GRDPopulation ages 35-39, female | Grenada | GRD | Population ages 35-39, female | SP.POP.3539.FE | 4300 | 4400
GRDPopulation ages 35-39, male | Grenada | GRD | Population ages 35-39, male | SP.POP.3539.MA | 4300 | 4400
GRDPopulation ages 40-44, female | Grenada | GRD | Population ages 40-44, female | SP.POP.4044.FE | 3100 | 3300
GRDPopulation ages 40-44, male | Grenada | GRD | Population ages 40-44, male | SP.POP.4044.MA | 3200 | 3300
GRDPopulation ages 45-49, female | Grenada | GRD | Population ages 45-49, female | SP.POP.4549.FE | 3000 | 3000
GRDPopulation ages 45-49, male | Grenada | GRD | Population ages 45-49, male | SP.POP.4549.MA | 3300 | 3300
GRDPopulation ages 50-54, female | Grenada | GRD | Population ages 50-54, female | SP.POP.5054.FE | 2900 | 2900
GRDPopulation ages 50-54, male | Grenada | GRD | Population ages 50-54, male | SP.POP.5054.MA | 3100 | 3100
GRDPopulation ages 55-59, male | Grenada | GRD | Population ages 55-59, male | SP.POP.5559.MA | 3200 | 3100
GRDPopulation ages 55-59, female | Grenada | GRD | Population ages 55-59, female | SP.POP.5559.FE | 3100 | 3100
GRDPopulation ages 65-69, male | Grenada | GRD | Population ages 65-69, male | SP.POP.6569.MA | 1900 | 1900
GRDPopulation ages 65-69, female | Grenada | GRD | Population ages 65-69, female | SP.POP.6569.FE | 1800 | 1900
GRDPopulation ages 60-64, female | Grenada | GRD | Population ages 60-64, female | SP.POP.6064.FE | 2800 | 2900
GRDPopulation ages 60-64, male | Grenada | GRD | Population ages 60-64, male | SP.POP.6064.MA | 2700 | 2800
GRDPopulation ages 70-74, female | Grenada | GRD | Population ages 70-74, female | SP.POP.7074.FE | 1400 | 1500
GRDPopulation ages 70-74, male | Grenada | GRD | Population ages 70-74, male | SP.POP.7074.MA | 1300 | 1300
GRDPopulation ages 75-79, female | Grenada | GRD | Population ages 75-79, female | SP.POP.7579.FE | 1200 | 1200
GRDPopulation ages 75-79, male | Grenada | GRD | Population ages 75-79, male | SP.POP.7579.MA | 800 | 800
GRDPopulation ages 80 and above, female | Grenada | GRD | Population ages 80 and above, female | SP.POP.80UP.FE | 1500 | 1500
GRDPopulation ages 80 and above, male | Grenada | GRD | Population ages 80 and above, male | SP.POP.80UP.MA | 1000 | 900
GRDPopulation, male | Grenada | GRD | Population, male | SP.POP.TOTL.MA.IN | 56000 | 57000
GRDPopulation, total | Grenada | GRD | Population, total | SP.POP.TOTL | 112000 | 113000
GRDPopulation, female | Grenada | GRD | Population, female | SP.POP.TOTL.FE.IN | 56000 | 56000
GRDPopulation growth (annual %) | Grenada | GRD | Population growth (annual %) | SP.POP.GROW | 0 | 0
GUMPopulation ages 0-14, female | Guam | GUM | Population ages 0-14, female | SP.POP.0014.FE.IN | 20000 | 20000
GUMPopulation ages 0-14, male | Guam | GUM | Population ages 0-14, male | SP.POP.0014.MA.IN | 21000 | 21000
GUMPopulation ages 00-04, female | Guam | GUM | Population ages 00-04, female | SP.POP.0004.FE | 6600 | 6600
GUMPopulation ages 00-04, male | Guam | GUM | Population ages 00-04, male | SP.POP.0004.MA | 7000 | 7000
GUMPopulation ages 05-09, female | Guam | GUM | Population ages 05-09, female | SP.POP.0509.FE | 6500 | 6500
GUMPopulation ages 05-09, male | Guam | GUM | Population ages 05-09, male | SP.POP.0509.MA | 6900 | 6900
GUMPopulation ages 10-14, female | Guam | GUM | Population ages 10-14, female | SP.POP.1014.FE | 6500 | 6500
GUMPopulation ages 10-14, male | Guam | GUM | Population ages 10-14, male | SP.POP.1014.MA | 6900 | 6800
GUMPopulation ages 15-19, female | Guam | GUM | Population ages 15-19, female | SP.POP.1519.FE | 6800 | 6700
GUMPopulation ages 15-19, male | Guam | GUM | Population ages 15-19, male | SP.POP.1519.MA | 7200 | 7100
GUMPopulation ages 20-24, female | Guam | GUM | Population ages 20-24, female | SP.POP.2024.FE | 6600 | 6600
GUMPopulation ages 20-24, male | Guam | GUM | Population ages 20-24, male | SP.POP.2024.MA | 7200 | 7200
GUMPopulation ages 25-29, female | Guam | GUM | Population ages 25-29, female | SP.POP.2529.FE | 6400 | 6400
GUMPopulation ages 25-29, male | Guam | GUM | Population ages 25-29, male | SP.POP.2529.MA | 6600 | 6800
GUMPopulation ages 30-34, female | Guam | GUM | Population ages 30-34, female | SP.POP.3034.FE | 5700 | 5800
GUMPopulation ages 30-34, male | Guam | GUM | Population ages 30-34, male | SP.POP.3034.MA | 5700 | 5900
GUMPopulation ages 35-39, female | Guam | GUM | Population ages 35-39, female | SP.POP.3539.FE | 4900 | 5000
GUMPopulation ages 35-39, male | Guam | GUM | Population ages 35-39, male | SP.POP.3539.MA | 5000 | 5100
GUMPopulation ages 40-44, female | Guam | GUM | Population ages 40-44, female | SP.POP.4044.FE | 4800 | 4800
GUMPopulation ages 40-44, male | Guam | GUM | Population ages 40-44, male | SP.POP.4044.MA | 4900 | 4900
GUMPopulation ages 45-49, female | Guam | GUM | Population ages 45-49, female | SP.POP.4549.FE | 5100 | 5100
GUMPopulation ages 45-49, male | Guam | GUM | Population ages 45-49, male | SP.POP.4549.MA | 5200 | 5200
GUMPopulation ages 50-54, female | Guam | GUM | Population ages 50-54, female | SP.POP.5054.FE | 5000 | 5000
GUMPopulation ages 50-54, male | Guam | GUM | Population ages 50-54, male | SP.POP.5054.MA | 5300 | 5300
GUMPopulation ages 55-59, male | Guam | GUM | Population ages 55-59, male | SP.POP.5559.MA | 5000 | 5100
GUMPopulation ages 55-59, female | Guam | GUM | Population ages 55-59, female | SP.POP.5559.FE | 4700 | 4800
GUMPopulation ages 65-69, male | Guam | GUM | Population ages 65-69, male | SP.POP.6569.MA | 3000 | 3100
GUMPopulation ages 65-69, female | Guam | GUM | Population ages 65-69, female | SP.POP.6569.FE | 3200 | 3300
GUMPopulation ages 60-64, female | Guam | GUM | Population ages 60-64, female | SP.POP.6064.FE | 3800 | 3900
GUMPopulation ages 60-64, male | Guam | GUM | Population ages 60-64, male | SP.POP.6064.MA | 3800 | 3900
GUMPopulation ages 70-74, female | Guam | GUM | Population ages 70-74, female | SP.POP.7074.FE | 2500 | 2600
GUMPopulation ages 70-74, male | Guam | GUM | Population ages 70-74, male | SP.POP.7074.MA | 2200 | 2300
GUMPopulation ages 75-79, female | Guam | GUM | Population ages 75-79, female | SP.POP.7579.FE | 1500 | 1600
GUMPopulation ages 75-79, male | Guam | GUM | Population ages 75-79, male | SP.POP.7579.MA | 1200 | 1300
GUMPopulation ages 80 and above, female | Guam | GUM | Population ages 80 and above, female | SP.POP.80UP.FE | 2200 | 2300
GUMPopulation ages 80 and above, male | Guam | GUM | Population ages 80 and above, male | SP.POP.80UP.MA | 1200 | 1300
GUMPopulation, male | Guam | GUM | Population, male | SP.POP.TOTL.MA.IN | 84000 | 85000
GUMPopulation, total | Guam | GUM | Population, total | SP.POP.TOTL | 167000 | 169000
GUMPopulation, female | Guam | GUM | Population, female | SP.POP.TOTL.FE.IN | 83000 | 84000
GUMPopulation growth (annual %) | Guam | GUM | Population growth (annual %) | SP.POP.GROW | 0 | 0
GTMPopulation ages 0-14, female | Guatemala | GTM | Population ages 0-14, female | SP.POP.0014.FE.IN | 2912000 | 2922000
GTMPopulation ages 0-14, male | Guatemala | GTM | Population ages 0-14, male | SP.POP.0014.MA.IN | 3041000 | 3052000
GTMPopulation ages 00-04, female | Guatemala | GTM | Population ages 00-04, female | SP.POP.0004.FE | 1005000 | 1010000
GTMPopulation ages 00-04, male | Guatemala | GTM | Population ages 00-04, male | SP.POP.0004.MA | 1050000 | 1055000
GTMPopulation ages 05-09, female | Guatemala | GTM | Population ages 05-09, female | SP.POP.0509.FE | 962000 | 969000
GTMPopulation ages 05-09, male | Guatemala | GTM | Population ages 05-09, male | SP.POP.0509.MA | 1004000 | 1013000
GTMPopulation ages 10-14, female | Guatemala | GTM | Population ages 10-14, female | SP.POP.1014.FE | 945000 | 942000
GTMPopulation ages 10-14, male | Guatemala | GTM | Population ages 10-14, male | SP.POP.1014.MA | 986000 | 984000
GTMPopulation ages 15-19, female | Guatemala | GTM | Population ages 15-19, female | SP.POP.1519.FE | 949000 | 954000
GTMPopulation ages 15-19, male | Guatemala | GTM | Population ages 15-19, male | SP.POP.1519.MA | 985000 | 992000
GTMPopulation ages 20-24, female | Guatemala | GTM | Population ages 20-24, female | SP.POP.2024.FE | 875000 | 889000
GTMPopulation ages 20-24, male | Guatemala | GTM | Population ages 20-24, male | SP.POP.2024.MA | 897000 | 913000
GTMPopulation ages 25-29, female | Guatemala | GTM | Population ages 25-29, female | SP.POP.2529.FE | 784000 | 804000
GTMPopulation ages 25-29, male | Guatemala | GTM | Population ages 25-29, male | SP.POP.2529.MA | 783000 | 807000
GTMPopulation ages 30-34, female | Guatemala | GTM | Population ages 30-34, female | SP.POP.3034.FE | 671000 | 687000
GTMPopulation ages 30-34, male | Guatemala | GTM | Population ages 30-34, male | SP.POP.3034.MA | 648000 | 667000
GTMPopulation ages 35-39, female | Guatemala | GTM | Population ages 35-39, female | SP.POP.3539.FE | 594000 | 610000
GTMPopulation ages 35-39, male | Guatemala | GTM | Population ages 35-39, male | SP.POP.3539.MA | 548000 | 568000
GTMPopulation ages 40-44, female | Guatemala | GTM | Population ages 40-44, female | SP.POP.4044.FE | 490000 | 509000
GTMPopulation ages 40-44, male | Guatemala | GTM | Population ages 40-44, male | SP.POP.4044.MA | 426000 | 447000
GTMPopulation ages 45-49, female | Guatemala | GTM | Population ages 45-49, female | SP.POP.4549.FE | 390000 | 407000
GTMPopulation ages 45-49, male | Guatemala | GTM | Population ages 45-49, male | SP.POP.4549.MA | 322000 | 339000
GTMPopulation ages 50-54, female | Guatemala | GTM | Population ages 50-54, female | SP.POP.5054.FE | 311000 | 323000
GTMPopulation ages 50-54, male | Guatemala | GTM | Population ages 50-54, male | SP.POP.5054.MA | 250000 | 260000
GTMPopulation ages 55-59, male | Guatemala | GTM | Population ages 55-59, male | SP.POP.5559.MA | 202000 | 208000
GTMPopulation ages 55-59, female | Guatemala | GTM | Population ages 55-59, female | SP.POP.5559.FE | 254000 | 262000
GTMPopulation ages 65-69, male | Guatemala | GTM | Population ages 65-69, male | SP.POP.6569.MA | 140000 | 147000
GTMPopulation ages 65-69, female | Guatemala | GTM | Population ages 65-69, female | SP.POP.6569.FE | 172000 | 180000
GTMPopulation ages 60-64, female | Guatemala | GTM | Population ages 60-64, female | SP.POP.6064.FE | 213000 | 218000
GTMPopulation ages 60-64, male | Guatemala | GTM | Population ages 60-64, male | SP.POP.6064.MA | 171000 | 174000
GTMPopulation ages 70-74, female | Guatemala | GTM | Population ages 70-74, female | SP.POP.7074.FE | 116000 | 123000
GTMPopulation ages 70-74, male | Guatemala | GTM | Population ages 70-74, male | SP.POP.7074.MA | 94000 | 99000
GTMPopulation ages 75-79, female | Guatemala | GTM | Population ages 75-79, female | SP.POP.7579.FE | 86000 | 89000
GTMPopulation ages 75-79, male | Guatemala | GTM | Population ages 75-79, male | SP.POP.7579.MA | 70000 | 72000
GTMPopulation ages 80 and above, female | Guatemala | GTM | Population ages 80 and above, female | SP.POP.80UP.FE | 106000 | 110000
GTMPopulation ages 80 and above, male | Guatemala | GTM | Population ages 80 and above, male | SP.POP.80UP.MA | 82000 | 84000
GTMPopulation, male | Guatemala | GTM | Population, male | SP.POP.TOTL.MA.IN | 8660000 | 8827000
GTMPopulation, total | Guatemala | GTM | Population, total | SP.POP.TOTL | 17581000 | 17916000
GTMPopulation, female | Guatemala | GTM | Population, female | SP.POP.TOTL.FE.IN | 8922000 | 9088000
GTMPopulation growth (annual %) | Guatemala | GTM | Population growth (annual %) | SP.POP.GROW | 0 | 0
GINPopulation ages 0-14, female | Guinea | GIN | Population ages 0-14, female | SP.POP.0014.FE.IN | 2756000 | 2807000
GINPopulation ages 0-14, male | Guinea | GIN | Population ages 0-14, male | SP.POP.0014.MA.IN | 2793000 | 2846000
GINPopulation ages 00-04, female | Guinea | GIN | Population ages 00-04, female | SP.POP.0004.FE | 1023000 | 1043000
GINPopulation ages 00-04, male | Guinea | GIN | Population ages 00-04, male | SP.POP.0004.MA | 1037000 | 1057000
GINPopulation ages 05-09, female | Guinea | GIN | Population ages 05-09, female | SP.POP.0509.FE | 911000 | 927000
GINPopulation ages 05-09, male | Guinea | GIN | Population ages 05-09, male | SP.POP.0509.MA | 923000 | 939000
GINPopulation ages 10-14, female | Guinea | GIN | Population ages 10-14, female | SP.POP.1014.FE | 822000 | 838000
GINPopulation ages 10-14, male | Guinea | GIN | Population ages 10-14, male | SP.POP.1014.MA | 834000 | 850000
GINPopulation ages 15-19, female | Guinea | GIN | Population ages 15-19, female | SP.POP.1519.FE | 730000 | 748000
GINPopulation ages 15-19, male | Guinea | GIN | Population ages 15-19, male | SP.POP.1519.MA | 745000 | 763000
GINPopulation ages 20-24, female | Guinea | GIN | Population ages 20-24, female | SP.POP.2024.FE | 625000 | 645000
GINPopulation ages 20-24, male | Guinea | GIN | Population ages 20-24, male | SP.POP.2024.MA | 637000 | 660000
GINPopulation ages 25-29, female | Guinea | GIN | Population ages 25-29, female | SP.POP.2529.FE | 511000 | 530000
GINPopulation ages 25-29, male | Guinea | GIN | Population ages 25-29, male | SP.POP.2529.MA | 505000 | 530000
GINPopulation ages 30-34, female | Guinea | GIN | Population ages 30-34, female | SP.POP.3034.FE | 414000 | 430000
GINPopulation ages 30-34, male | Guinea | GIN | Population ages 30-34, male | SP.POP.3034.MA | 376000 | 398000
GINPopulation ages 35-39, female | Guinea | GIN | Population ages 35-39, female | SP.POP.3539.FE | 338000 | 351000
GINPopulation ages 35-39, male | Guinea | GIN | Population ages 35-39, male | SP.POP.3539.MA | 275000 | 292000
GINPopulation ages 40-44, female | Guinea | GIN | Population ages 40-44, female | SP.POP.4044.FE | 274000 | 284000
GINPopulation ages 40-44, male | Guinea | GIN | Population ages 40-44, male | SP.POP.4044.MA | 205000 | 216000
GINPopulation ages 45-49, female | Guinea | GIN | Population ages 45-49, female | SP.POP.4549.FE | 226000 | 233000
GINPopulation ages 45-49, male | Guinea | GIN | Population ages 45-49, male | SP.POP.4549.MA | 160000 | 166000
GINPopulation ages 50-54, female | Guinea | GIN | Population ages 50-54, female | SP.POP.5054.FE | 193000 | 197000
GINPopulation ages 50-54, male | Guinea | GIN | Population ages 50-54, male | SP.POP.5054.MA | 132000 | 136000
GINPopulation ages 55-59, male | Guinea | GIN | Population ages 55-59, male | SP.POP.5559.MA | 108000 | 111000
GINPopulation ages 55-59, female | Guinea | GIN | Population ages 55-59, female | SP.POP.5559.FE | 167000 | 170000
GINPopulation ages 65-69, male | Guinea | GIN | Population ages 65-69, male | SP.POP.6569.MA | 64000 | 67000
GINPopulation ages 65-69, female | Guinea | GIN | Population ages 65-69, female | SP.POP.6569.FE | 106000 | 111000
GINPopulation ages 60-64, female | Guinea | GIN | Population ages 60-64, female | SP.POP.6064.FE | 139000 | 142000
GINPopulation ages 60-64, male | Guinea | GIN | Population ages 60-64, male | SP.POP.6064.MA | 86000 | 88000
GINPopulation ages 70-74, female | Guinea | GIN | Population ages 70-74, female | SP.POP.7074.FE | 63000 | 66000
GINPopulation ages 70-74, male | Guinea | GIN | Population ages 70-74, male | SP.POP.7074.MA | 38000 | 39000
GINPopulation ages 75-79, female | Guinea | GIN | Population ages 75-79, female | SP.POP.7579.FE | 40000 | 40000
GINPopulation ages 75-79, male | Guinea | GIN | Population ages 75-79, male | SP.POP.7579.MA | 25000 | 25000
GINPopulation ages 80 and above, female | Guinea | GIN | Population ages 80 and above, female | SP.POP.80UP.FE | 25000 | 24000
GINPopulation ages 80 and above, male | Guinea | GIN | Population ages 80 and above, male | SP.POP.80UP.MA | 15000 | 15000
GINPopulation, male | Guinea | GIN | Population, male | SP.POP.TOTL.MA.IN | 6166000 | 6353000
GINPopulation, total | Guinea | GIN | Population, total | SP.POP.TOTL | 12771000 | 13133000
GINPopulation, female | Guinea | GIN | Population, female | SP.POP.TOTL.FE.IN | 6605000 | 6780000
GINPopulation growth (annual %) | Guinea | GIN | Population growth (annual %) | SP.POP.GROW | 0 | 0
GNBPopulation ages 0-14, female | Guinea-Bissau | GNB | Population ages 0-14, female | SP.POP.0014.FE.IN | 402000 | 410000
GNBPopulation ages 0-14, male | Guinea-Bissau | GNB | Population ages 0-14, male | SP.POP.0014.MA.IN | 408000 | 415000
GNBPopulation ages 00-04, female | Guinea-Bissau | GNB | Population ages 00-04, female | SP.POP.0004.FE | 149000 | 151000
GNBPopulation ages 00-04, male | Guinea-Bissau | GNB | Population ages 00-04, male | SP.POP.0004.MA | 152000 | 154000
GNBPopulation ages 05-09, female | Guinea-Bissau | GNB | Population ages 05-09, female | SP.POP.0509.FE | 135000 | 138000
GNBPopulation ages 05-09, male | Guinea-Bissau | GNB | Population ages 05-09, male | SP.POP.0509.MA | 137000 | 140000
GNBPopulation ages 10-14, female | Guinea-Bissau | GNB | Population ages 10-14, female | SP.POP.1014.FE | 118000 | 121000
GNBPopulation ages 10-14, male | Guinea-Bissau | GNB | Population ages 10-14, male | SP.POP.1014.MA | 118000 | 122000
GNBPopulation ages 15-19, female | Guinea-Bissau | GNB | Population ages 15-19, female | SP.POP.1519.FE | 101000 | 104000
GNBPopulation ages 15-19, male | Guinea-Bissau | GNB | Population ages 15-19, male | SP.POP.1519.MA | 101000 | 104000
GNBPopulation ages 20-24, female | Guinea-Bissau | GNB | Population ages 20-24, female | SP.POP.2024.FE | 90000 | 91000
GNBPopulation ages 20-24, male | Guinea-Bissau | GNB | Population ages 20-24, male | SP.POP.2024.MA | 88000 | 90000
GNBPopulation ages 25-29, female | Guinea-Bissau | GNB | Population ages 25-29, female | SP.POP.2529.FE | 81000 | 83000
GNBPopulation ages 25-29, male | Guinea-Bissau | GNB | Population ages 25-29, male | SP.POP.2529.MA | 77000 | 79000
GNBPopulation ages 30-34, female | Guinea-Bissau | GNB | Population ages 30-34, female | SP.POP.3034.FE | 70000 | 72000
GNBPopulation ages 30-34, male | Guinea-Bissau | GNB | Population ages 30-34, male | SP.POP.3034.MA | 65000 | 67000
GNBPopulation ages 35-39, female | Guinea-Bissau | GNB | Population ages 35-39, female | SP.POP.3539.FE | 58000 | 60000
GNBPopulation ages 35-39, male | Guinea-Bissau | GNB | Population ages 35-39, male | SP.POP.3539.MA | 53000 | 55000
GNBPopulation ages 40-44, female | Guinea-Bissau | GNB | Population ages 40-44, female | SP.POP.4044.FE | 44000 | 46000
GNBPopulation ages 40-44, male | Guinea-Bissau | GNB | Population ages 40-44, male | SP.POP.4044.MA | 40000 | 42000
GNBPopulation ages 45-49, female | Guinea-Bissau | GNB | Population ages 45-49, female | SP.POP.4549.FE | 35000 | 36000
GNBPopulation ages 45-49, male | Guinea-Bissau | GNB | Population ages 45-49, male | SP.POP.4549.MA | 31000 | 33000
GNBPopulation ages 50-54, female | Guinea-Bissau | GNB | Population ages 50-54, female | SP.POP.5054.FE | 26000 | 27000
GNBPopulation ages 50-54, male | Guinea-Bissau | GNB | Population ages 50-54, male | SP.POP.5054.MA | 23000 | 24000
GNBPopulation ages 55-59, male | Guinea-Bissau | GNB | Population ages 55-59, male | SP.POP.5559.MA | 18000 | 19000
GNBPopulation ages 55-59, female | Guinea-Bissau | GNB | Population ages 55-59, female | SP.POP.5559.FE | 22000 | 22000
GNBPopulation ages 65-69, male | Guinea-Bissau | GNB | Population ages 65-69, male | SP.POP.6569.MA | 11000 | 11000
GNBPopulation ages 65-69, female | Guinea-Bissau | GNB | Population ages 65-69, female | SP.POP.6569.FE | 16000 | 16000
GNBPopulation ages 60-64, female | Guinea-Bissau | GNB | Population ages 60-64, female | SP.POP.6064.FE | 19000 | 19000
GNBPopulation ages 60-64, male | Guinea-Bissau | GNB | Population ages 60-64, male | SP.POP.6064.MA | 14000 | 14000
GNBPopulation ages 70-74, female | Guinea-Bissau | GNB | Population ages 70-74, female | SP.POP.7074.FE | 9200 | 9700
GNBPopulation ages 70-74, male | Guinea-Bissau | GNB | Population ages 70-74, male | SP.POP.7074.MA | 5700 | 6000
GNBPopulation ages 75-79, female | Guinea-Bissau | GNB | Population ages 75-79, female | SP.POP.7579.FE | 5600 | 5700
GNBPopulation ages 75-79, male | Guinea-Bissau | GNB | Population ages 75-79, male | SP.POP.7579.MA | 3200 | 3300
GNBPopulation ages 80 and above, female | Guinea-Bissau | GNB | Population ages 80 and above, female | SP.POP.80UP.FE | 3300 | 3300
GNBPopulation ages 80 and above, male | Guinea-Bissau | GNB | Population ages 80 and above, male | SP.POP.80UP.MA | 1700 | 1600
GNBPopulation, male | Guinea-Bissau | GNB | Population, male | SP.POP.TOTL.MA.IN | 939000 | 963000
GNBPopulation, total | Guinea-Bissau | GNB | Population, total | SP.POP.TOTL | 1921000 | 1968000
GNBPopulation, female | Guinea-Bissau | GNB | Population, female | SP.POP.TOTL.FE.IN | 982000 | 1005000
GNBPopulation growth (annual %) | Guinea-Bissau | GNB | Population growth (annual %) | SP.POP.GROW | 0 | 0
GUYPopulation ages 0-14, female | Guyana | GUY | Population ages 0-14, female | SP.POP.0014.FE.IN | 107000 | 106000
GUYPopulation ages 0-14, male | Guyana | GUY | Population ages 0-14, male | SP.POP.0014.MA.IN | 112000 | 112000
GUYPopulation ages 00-04, female | Guyana | GUY | Population ages 00-04, female | SP.POP.0004.FE | 36000 | 36000
GUYPopulation ages 00-04, male | Guyana | GUY | Population ages 00-04, male | SP.POP.0004.MA | 38000 | 38000
GUYPopulation ages 05-09, female | Guyana | GUY | Population ages 05-09, female | SP.POP.0509.FE | 35000 | 36000
GUYPopulation ages 05-09, male | Guyana | GUY | Population ages 05-09, male | SP.POP.0509.MA | 37000 | 38000
GUYPopulation ages 10-14, female | Guyana | GUY | Population ages 10-14, female | SP.POP.1014.FE | 35000 | 35000
GUYPopulation ages 10-14, male | Guyana | GUY | Population ages 10-14, male | SP.POP.1014.MA | 36000 | 36000
GUYPopulation ages 15-19, female | Guyana | GUY | Population ages 15-19, female | SP.POP.1519.FE | 38000 | 37000
GUYPopulation ages 15-19, male | Guyana | GUY | Population ages 15-19, male | SP.POP.1519.MA | 39000 | 38000
GUYPopulation ages 20-24, female | Guyana | GUY | Population ages 20-24, female | SP.POP.2024.FE | 37000 | 37000
GUYPopulation ages 20-24, male | Guyana | GUY | Population ages 20-24, male | SP.POP.2024.MA | 41000 | 40000
GUYPopulation ages 25-29, female | Guyana | GUY | Population ages 25-29, female | SP.POP.2529.FE | 32000 | 33000
GUYPopulation ages 25-29, male | Guyana | GUY | Population ages 25-29, male | SP.POP.2529.MA | 33000 | 35000
GUYPopulation ages 30-34, female | Guyana | GUY | Population ages 30-34, female | SP.POP.3034.FE | 22000 | 22000
GUYPopulation ages 30-34, male | Guyana | GUY | Population ages 30-34, male | SP.POP.3034.MA | 22000 | 22000
GUYPopulation ages 35-39, female | Guyana | GUY | Population ages 35-39, female | SP.POP.3539.FE | 25000 | 25000
GUYPopulation ages 35-39, male | Guyana | GUY | Population ages 35-39, male | SP.POP.3539.MA | 25000 | 24000
GUYPopulation ages 40-44, female | Guyana | GUY | Population ages 40-44, female | SP.POP.4044.FE | 23000 | 23000
GUYPopulation ages 40-44, male | Guyana | GUY | Population ages 40-44, male | SP.POP.4044.MA | 23000 | 23000
GUYPopulation ages 45-49, female | Guyana | GUY | Population ages 45-49, female | SP.POP.4549.FE | 23000 | 23000
GUYPopulation ages 45-49, male | Guyana | GUY | Population ages 45-49, male | SP.POP.4549.MA | 23000 | 22000
GUYPopulation ages 50-54, female | Guyana | GUY | Population ages 50-54, female | SP.POP.5054.FE | 21000 | 21000
GUYPopulation ages 50-54, male | Guyana | GUY | Population ages 50-54, male | SP.POP.5054.MA | 21000 | 22000
GUYPopulation ages 55-59, male | Guyana | GUY | Population ages 55-59, male | SP.POP.5559.MA | 18000 | 18000
GUYPopulation ages 55-59, female | Guyana | GUY | Population ages 55-59, female | SP.POP.5559.FE | 18000 | 19000
GUYPopulation ages 65-69, male | Guyana | GUY | Population ages 65-69, male | SP.POP.6569.MA | 9100 | 9500
GUYPopulation ages 65-69, female | Guyana | GUY | Population ages 65-69, female | SP.POP.6569.FE | 11000 | 12000
GUYPopulation ages 60-64, female | Guyana | GUY | Population ages 60-64, female | SP.POP.6064.FE | 15000 | 15000
GUYPopulation ages 60-64, male | Guyana | GUY | Population ages 60-64, male | SP.POP.6064.MA | 14000 | 15000
GUYPopulation ages 70-74, female | Guyana | GUY | Population ages 70-74, female | SP.POP.7074.FE | 7200 | 7800
GUYPopulation ages 70-74, male | Guyana | GUY | Population ages 70-74, male | SP.POP.7074.MA | 6800 | 7200
GUYPopulation ages 75-79, female | Guyana | GUY | Population ages 75-79, female | SP.POP.7579.FE | 4400 | 4400
GUYPopulation ages 75-79, male | Guyana | GUY | Population ages 75-79, male | SP.POP.7579.MA | 3400 | 3500
GUYPopulation ages 80 and above, female | Guyana | GUY | Population ages 80 and above, female | SP.POP.80UP.FE | 6000 | 6200
GUYPopulation ages 80 and above, male | Guyana | GUY | Population ages 80 and above, male | SP.POP.80UP.MA | 4600 | 4800
GUYPopulation, male | Guyana | GUY | Population, male | SP.POP.TOTL.MA.IN | 393000 | 396000
GUYPopulation, total | Guyana | GUY | Population, total | SP.POP.TOTL | 783000 | 787000
GUYPopulation, female | Guyana | GUY | Population, female | SP.POP.TOTL.FE.IN | 390000 | 391000
GUYPopulation growth (annual %) | Guyana | GUY | Population growth (annual %) | SP.POP.GROW | 0 | 0
HTIPopulation ages 0-14, female | Haiti | HTI | Population ages 0-14, female | SP.POP.0014.FE.IN | 1819000 | 1820000
HTIPopulation ages 0-14, male | Haiti | HTI | Population ages 0-14, male | SP.POP.0014.MA.IN | 1882000 | 1883000
HTIPopulation ages 00-04, female | Haiti | HTI | Population ages 00-04, female | SP.POP.0004.FE | 621000 | 619000
HTIPopulation ages 00-04, male | Haiti | HTI | Population ages 00-04, male | SP.POP.0004.MA | 645000 | 644000
HTIPopulation ages 05-09, female | Haiti | HTI | Population ages 05-09, female | SP.POP.0509.FE | 608000 | 608000
HTIPopulation ages 05-09, male | Haiti | HTI | Population ages 05-09, male | SP.POP.0509.MA | 630000 | 630000
HTIPopulation ages 10-14, female | Haiti | HTI | Population ages 10-14, female | SP.POP.1014.FE | 590000 | 592000
HTIPopulation ages 10-14, male | Haiti | HTI | Population ages 10-14, male | SP.POP.1014.MA | 607000 | 610000
HTIPopulation ages 15-19, female | Haiti | HTI | Population ages 15-19, female | SP.POP.1519.FE | 566000 | 569000
HTIPopulation ages 15-19, male | Haiti | HTI | Population ages 15-19, male | SP.POP.1519.MA | 572000 | 576000
HTIPopulation ages 20-24, female | Haiti | HTI | Population ages 20-24, female | SP.POP.2024.FE | 532000 | 536000
HTIPopulation ages 20-24, male | Haiti | HTI | Population ages 20-24, male | SP.POP.2024.MA | 525000 | 529000
HTIPopulation ages 25-29, female | Haiti | HTI | Population ages 25-29, female | SP.POP.2529.FE | 493000 | 496000
HTIPopulation ages 25-29, male | Haiti | HTI | Population ages 25-29, male | SP.POP.2529.MA | 480000 | 483000
HTIPopulation ages 30-34, female | Haiti | HTI | Population ages 30-34, female | SP.POP.3034.FE | 459000 | 461000
HTIPopulation ages 30-34, male | Haiti | HTI | Population ages 30-34, male | SP.POP.3034.MA | 443000 | 445000
HTIPopulation ages 35-39, female | Haiti | HTI | Population ages 35-39, female | SP.POP.3539.FE | 410000 | 422000
HTIPopulation ages 35-39, male | Haiti | HTI | Population ages 35-39, male | SP.POP.3539.MA | 391000 | 404000
HTIPopulation ages 40-44, female | Haiti | HTI | Population ages 40-44, female | SP.POP.4044.FE | 310000 | 325000
HTIPopulation ages 40-44, male | Haiti | HTI | Population ages 40-44, male | SP.POP.4044.MA | 286000 | 302000
HTIPopulation ages 45-49, female | Haiti | HTI | Population ages 45-49, female | SP.POP.4549.FE | 246000 | 252000
HTIPopulation ages 45-49, male | Haiti | HTI | Population ages 45-49, male | SP.POP.4549.MA | 221000 | 227000
HTIPopulation ages 50-54, female | Haiti | HTI | Population ages 50-54, female | SP.POP.5054.FE | 218000 | 221000
HTIPopulation ages 50-54, male | Haiti | HTI | Population ages 50-54, male | SP.POP.5054.MA | 200000 | 203000
HTIPopulation ages 55-59, male | Haiti | HTI | Population ages 55-59, male | SP.POP.5559.MA | 169000 | 173000
HTIPopulation ages 55-59, female | Haiti | HTI | Population ages 55-59, female | SP.POP.5559.FE | 187000 | 192000
HTIPopulation ages 65-69, male | Haiti | HTI | Population ages 65-69, male | SP.POP.6569.MA | 102000 | 107000
HTIPopulation ages 65-69, female | Haiti | HTI | Population ages 65-69, female | SP.POP.6569.FE | 119000 | 124000
HTIPopulation ages 60-64, female | Haiti | HTI | Population ages 60-64, female | SP.POP.6064.FE | 149000 | 153000
HTIPopulation ages 60-64, male | Haiti | HTI | Population ages 60-64, male | SP.POP.6064.MA | 136000 | 140000
HTIPopulation ages 70-74, female | Haiti | HTI | Population ages 70-74, female | SP.POP.7074.FE | 81000 | 84000
HTIPopulation ages 70-74, male | Haiti | HTI | Population ages 70-74, male | SP.POP.7074.MA | 65000 | 67000
HTIPopulation ages 75-79, female | Haiti | HTI | Population ages 75-79, female | SP.POP.7579.FE | 60000 | 61000
HTIPopulation ages 75-79, male | Haiti | HTI | Population ages 75-79, male | SP.POP.7579.MA | 47000 | 48000
HTIPopulation ages 80 and above, female | Haiti | HTI | Population ages 80 and above, female | SP.POP.80UP.FE | 57000 | 59000
HTIPopulation ages 80 and above, male | Haiti | HTI | Population ages 80 and above, male | SP.POP.80UP.MA | 39000 | 40000
HTIPopulation, male | Haiti | HTI | Population, male | SP.POP.TOTL.MA.IN | 5558000 | 5626000
HTIPopulation, total | Haiti | HTI | Population, total | SP.POP.TOTL | 11263000 | 11403000
HTIPopulation, female | Haiti | HTI | Population, female | SP.POP.TOTL.FE.IN | 5705000 | 5776000
HTIPopulation growth (annual %) | Haiti | HTI | Population growth (annual %) | SP.POP.GROW | 0 | 0
HPCPopulation ages 0-14, female | Heavily indebted poor countries (HIPC) | HPC | Population ages 0-14, female | SP.POP.0014.FE.IN | 168587000 | 171841000
HPCPopulation ages 0-14, male | Heavily indebted poor countries (HIPC) | HPC | Population ages 0-14, male | SP.POP.0014.MA.IN | 172552000 | 175905000
HPCPopulation ages 00-04, female | Heavily indebted poor countries (HIPC) | HPC | Population ages 00-04, female | SP.POP.0004.FE | 62529000 | 63592000
HPCPopulation ages 00-04, male | Heavily indebted poor countries (HIPC) | HPC | Population ages 00-04, male | SP.POP.0004.MA | 64168000 | 65245000
HPCPopulation ages 05-09, female | Heavily indebted poor countries (HIPC) | HPC | Population ages 05-09, female | SP.POP.0509.FE | 56114000 | 57139000
HPCPopulation ages 05-09, male | Heavily indebted poor countries (HIPC) | HPC | Population ages 05-09, male | SP.POP.0509.MA | 57430000 | 58491000
HPCPopulation ages 10-14, female | Heavily indebted poor countries (HIPC) | HPC | Population ages 10-14, female | SP.POP.1014.FE | 49948000 | 51115000
HPCPopulation ages 10-14, male | Heavily indebted poor countries (HIPC) | HPC | Population ages 10-14, male | SP.POP.1014.MA | 50956000 | 52171000
HPCPopulation ages 15-19, female | Heavily indebted poor countries (HIPC) | HPC | Population ages 15-19, female | SP.POP.1519.FE | 43543000 | 44739000
HPCPopulation ages 15-19, male | Heavily indebted poor countries (HIPC) | HPC | Population ages 15-19, male | SP.POP.1519.MA | 44245000 | 45498000
HPCPopulation ages 20-24, female | Heavily indebted poor countries (HIPC) | HPC | Population ages 20-24, female | SP.POP.2024.FE | 37225900 | 38363200
HPCPopulation ages 20-24, male | Heavily indebted poor countries (HIPC) | HPC | Population ages 20-24, male | SP.POP.2024.MA | 37566100 | 38736500
HPCPopulation ages 25-29, female | Heavily indebted poor countries (HIPC) | HPC | Population ages 25-29, female | SP.POP.2529.FE | 31228400 | 32258400
HPCPopulation ages 25-29, male | Heavily indebted poor countries (HIPC) | HPC | Population ages 25-29, male | SP.POP.2529.MA | 31287500 | 32345600
HPCPopulation ages 30-34, female | Heavily indebted poor countries (HIPC) | HPC | Population ages 30-34, female | SP.POP.3034.FE | 26013000 | 26830000
HPCPopulation ages 30-34, male | Heavily indebted poor countries (HIPC) | HPC | Population ages 30-34, male | SP.POP.3034.MA | 25733100 | 26612100
HPCPopulation ages 35-39, female | Heavily indebted poor countries (HIPC) | HPC | Population ages 35-39, female | SP.POP.3539.FE | 21770200 | 22514200
HPCPopulation ages 35-39, male | Heavily indebted poor countries (HIPC) | HPC | Population ages 35-39, male | SP.POP.3539.MA | 21148300 | 21897300
HPCPopulation ages 40-44, female | Heavily indebted poor countries (HIPC) | HPC | Population ages 40-44, female | SP.POP.4044.FE | 17604300 | 18264500
HPCPopulation ages 40-44, male | Heavily indebted poor countries (HIPC) | HPC | Population ages 40-44, male | SP.POP.4044.MA | 17071300 | 17695500
HPCPopulation ages 45-49, female | Heavily indebted poor countries (HIPC) | HPC | Population ages 45-49, female | SP.POP.4549.FE | 14267800 | 14783900
HPCPopulation ages 45-49, male | Heavily indebted poor countries (HIPC) | HPC | Population ages 45-49, male | SP.POP.4549.MA | 13728700 | 14240800
HPCPopulation ages 50-54, female | Heavily indebted poor countries (HIPC) | HPC | Population ages 50-54, female | SP.POP.5054.FE | 11532700 | 11940700
HPCPopulation ages 50-54, male | Heavily indebted poor countries (HIPC) | HPC | Population ages 50-54, male | SP.POP.5054.MA | 10808500 | 11218600
HPCPopulation ages 55-59, male | Heavily indebted poor countries (HIPC) | HPC | Population ages 55-59, male | SP.POP.5559.MA | 8449400 | 8758500
HPCPopulation ages 55-59, female | Heavily indebted poor countries (HIPC) | HPC | Population ages 55-59, female | SP.POP.5559.FE | 9235800 | 9559900
HPCPopulation ages 65-69, male | Heavily indebted poor countries (HIPC) | HPC | Population ages 65-69, male | SP.POP.6569.MA | 4663700 | 4844400
HPCPopulation ages 65-69, female | Heavily indebted poor countries (HIPC) | HPC | Population ages 65-69, female | SP.POP.6569.FE | 5455400 | 5659900
HPCPopulation ages 60-64, female | Heavily indebted poor countries (HIPC) | HPC | Population ages 60-64, female | SP.POP.6064.FE | 7262900 | 7528400
HPCPopulation ages 60-64, male | Heavily indebted poor countries (HIPC) | HPC | Population ages 60-64, male | SP.POP.6064.MA | 6419100 | 6657500
HPCPopulation ages 70-74, female | Heavily indebted poor countries (HIPC) | HPC | Population ages 70-74, female | SP.POP.7074.FE | 3863500 | 4004900
HPCPopulation ages 70-74, male | Heavily indebted poor countries (HIPC) | HPC | Population ages 70-74, male | SP.POP.7074.MA | 3093700 | 3208600
HPCPopulation ages 75-79, female | Heavily indebted poor countries (HIPC) | HPC | Population ages 75-79, female | SP.POP.7579.FE | 2397600 | 2491900
HPCPopulation ages 75-79, male | Heavily indebted poor countries (HIPC) | HPC | Population ages 75-79, male | SP.POP.7579.MA | 1835000 | 1897400
HPCPopulation ages 80 and above, female | Heavily indebted poor countries (HIPC) | HPC | Population ages 80 and above, female | SP.POP.80UP.FE | 1857000 | 1879300
HPCPopulation ages 80 and above, male | Heavily indebted poor countries (HIPC) | HPC | Population ages 80 and above, male | SP.POP.80UP.MA | 1290600 | 1294100
HPCPopulation, male | Heavily indebted poor countries (HIPC) | HPC | Population, male | SP.POP.TOTL.MA.IN | 399877000 | 410816000
HPCPopulation, total | Heavily indebted poor countries (HIPC) | HPC | Population, total | SP.POP.TOTL | 801709000 | 823482000
HPCPopulation, female | Heavily indebted poor countries (HIPC) | HPC | Population, female | SP.POP.TOTL.FE.IN | 401828000 | 412665000
HPCPopulation growth (annual %) | Heavily indebted poor countries (HIPC) | HPC | Population growth (annual %) | SP.POP.GROW | 2.7523 | 2.7158
HICPopulation ages 0-14, female | High income | HIC | Population ages 0-14, female | SP.POP.0014.FE.IN | 97396200 | 97227100
HICPopulation ages 0-14, male | High income | HIC | Population ages 0-14, male | SP.POP.0014.MA.IN | 102422500 | 102252400
HICPopulation ages 00-04, female | High income | HIC | Population ages 00-04, female | SP.POP.0004.FE | 31533800 | 31422600
HICPopulation ages 00-04, male | High income | HIC | Population ages 00-04, male | SP.POP.0004.MA | 33130800 | 33005700
HICPopulation ages 05-09, female | High income | HIC | Population ages 05-09, female | SP.POP.0509.FE | 32787200 | 32611500
HICPopulation ages 05-09, male | High income | HIC | Population ages 05-09, male | SP.POP.0509.MA | 34482000 | 34295700
HICPopulation ages 10-14, female | High income | HIC | Population ages 10-14, female | SP.POP.1014.FE | 33068500 | 33188400
HICPopulation ages 10-14, male | High income | HIC | Population ages 10-14, male | SP.POP.1014.MA | 34803000 | 34955700
HICPopulation ages 15-19, female | High income | HIC | Population ages 15-19, female | SP.POP.1519.FE | 32902400 | 32794300
HICPopulation ages 15-19, male | High income | HIC | Population ages 15-19, male | SP.POP.1519.MA | 34633400 | 34477400
HICPopulation ages 20-24, female | High income | HIC | Population ages 20-24, female | SP.POP.2024.FE | 35458500 | 35033400
HICPopulation ages 20-24, male | High income | HIC | Population ages 20-24, male | SP.POP.2024.MA | 37870300 | 37310200
HICPopulation ages 25-29, female | High income | HIC | Population ages 25-29, female | SP.POP.2529.FE | 38430100 | 38265100
HICPopulation ages 25-29, male | High income | HIC | Population ages 25-29, male | SP.POP.2529.MA | 41945300 | 41874800
HICPopulation ages 30-34, female | High income | HIC | Population ages 30-34, female | SP.POP.3034.FE | 39763900 | 39719900
HICPopulation ages 30-34, male | High income | HIC | Population ages 30-34, male | SP.POP.3034.MA | 43163700 | 43353100
HICPopulation ages 35-39, female | High income | HIC | Population ages 35-39, female | SP.POP.3539.FE | 40651000 | 40704800
HICPopulation ages 35-39, male | High income | HIC | Population ages 35-39, male | SP.POP.3539.MA | 43191900 | 43356000
HICPopulation ages 40-44, female | High income | HIC | Population ages 40-44, female | SP.POP.4044.FE | 40583300 | 40490600
HICPopulation ages 40-44, male | High income | HIC | Population ages 40-44, male | SP.POP.4044.MA | 42717900 | 42647300
HICPopulation ages 45-49, female | High income | HIC | Population ages 45-49, female | SP.POP.4549.FE | 41280000 | 41201700
HICPopulation ages 45-49, male | High income | HIC | Population ages 45-49, male | SP.POP.4549.MA | 42936200 | 42906900
HICPopulation ages 50-54, female | High income | HIC | Population ages 50-54, female | SP.POP.5054.FE | 41004900 | 40899000
HICPopulation ages 50-54, male | High income | HIC | Population ages 50-54, male | SP.POP.5054.MA | 41906200 | 41876400
HICPopulation ages 55-59, male | High income | HIC | Population ages 55-59, male | SP.POP.5559.MA | 40423700 | 40715500
HICPopulation ages 55-59, female | High income | HIC | Population ages 55-59, female | SP.POP.5559.FE | 40509300 | 40690300
HICPopulation ages 65-69, male | High income | HIC | Population ages 65-69, male | SP.POP.6569.MA | 31048500 | 31465700
HICPopulation ages 65-69, female | High income | HIC | Population ages 65-69, female | SP.POP.6569.FE | 33967900 | 34364200
HICPopulation ages 60-64, female | High income | HIC | Population ages 60-64, female | SP.POP.6064.FE | 37532600 | 38009500
HICPopulation ages 60-64, male | High income | HIC | Population ages 60-64, male | SP.POP.6064.MA | 36004500 | 36605800
HICPopulation ages 70-74, female | High income | HIC | Population ages 70-74, female | SP.POP.7074.FE | 29674500 | 30565400
HICPopulation ages 70-74, male | High income | HIC | Population ages 70-74, male | SP.POP.7074.MA | 25858300 | 26692700
HICPopulation ages 75-79, female | High income | HIC | Population ages 75-79, female | SP.POP.7579.FE | 22423700 | 23141100
HICPopulation ages 75-79, male | High income | HIC | Population ages 75-79, male | SP.POP.7579.MA | 17883800 | 18567100
HICPopulation ages 80 and above, female | High income | HIC | Population ages 80 and above, female | SP.POP.80UP.FE | 37929100 | 38580600
HICPopulation ages 80 and above, male | High income | HIC | Population ages 80 and above, male | SP.POP.80UP.MA | 22951700 | 23466700
HICPopulation, male | High income | HIC | Population, male | SP.POP.TOTL.MA.IN | 604957000 | 607562000
HICPopulation, total | High income | HIC | Population, total | SP.POP.TOTL | 1215080000 | 1219876000
HICPopulation, female | High income | HIC | Population, female | SP.POP.TOTL.FE.IN | 609504000 | 611690000
HICPopulation growth (annual %) | High income | HIC | Population growth (annual %) | SP.POP.GROW | 0.39394 | 0.39471
HNDPopulation ages 0-14, female | Honduras | HND | Population ages 0-14, female | SP.POP.0014.FE.IN | 1486000 | 1482000
HNDPopulation ages 0-14, male | Honduras | HND | Population ages 0-14, male | SP.POP.0014.MA.IN | 1551000 | 1548000
HNDPopulation ages 00-04, female | Honduras | HND | Population ages 00-04, female | SP.POP.0004.FE | 494000 | 497000
HNDPopulation ages 00-04, male | Honduras | HND | Population ages 00-04, male | SP.POP.0004.MA | 517000 | 520000
HNDPopulation ages 05-09, female | Honduras | HND | Population ages 05-09, female | SP.POP.0509.FE | 487000 | 484000
HNDPopulation ages 05-09, male | Honduras | HND | Population ages 05-09, male | SP.POP.0509.MA | 508000 | 505000
HNDPopulation ages 10-14, female | Honduras | HND | Population ages 10-14, female | SP.POP.1014.FE | 505000 | 502000
HNDPopulation ages 10-14, male | Honduras | HND | Population ages 10-14, male | SP.POP.1014.MA | 526000 | 522000
HNDPopulation ages 15-19, female | Honduras | HND | Population ages 15-19, female | SP.POP.1519.FE | 511000 | 510000
HNDPopulation ages 15-19, male | Honduras | HND | Population ages 15-19, male | SP.POP.1519.MA | 532000 | 531000
HNDPopulation ages 20-24, female | Honduras | HND | Population ages 20-24, female | SP.POP.2024.FE | 491000 | 499000
HNDPopulation ages 20-24, male | Honduras | HND | Population ages 20-24, male | SP.POP.2024.MA | 507000 | 516000
HNDPopulation ages 25-29, female | Honduras | HND | Population ages 25-29, female | SP.POP.2529.FE | 429000 | 440000
HNDPopulation ages 25-29, male | Honduras | HND | Population ages 25-29, male | SP.POP.2529.MA | 440000 | 451000
HNDPopulation ages 30-34, female | Honduras | HND | Population ages 30-34, female | SP.POP.3034.FE | 381000 | 389000
HNDPopulation ages 30-34, male | Honduras | HND | Population ages 30-34, male | SP.POP.3034.MA | 385000 | 394000
HNDPopulation ages 35-39, female | Honduras | HND | Population ages 35-39, female | SP.POP.3539.FE | 336000 | 345000
HNDPopulation ages 35-39, male | Honduras | HND | Population ages 35-39, male | SP.POP.3539.MA | 333000 | 342000
HNDPopulation ages 40-44, female | Honduras | HND | Population ages 40-44, female | SP.POP.4044.FE | 285000 | 295000
HNDPopulation ages 40-44, male | Honduras | HND | Population ages 40-44, male | SP.POP.4044.MA | 274000 | 285000
HNDPopulation ages 45-49, female | Honduras | HND | Population ages 45-49, female | SP.POP.4549.FE | 233000 | 241000
HNDPopulation ages 45-49, male | Honduras | HND | Population ages 45-49, male | SP.POP.4549.MA | 218000 | 226000
HNDPopulation ages 50-54, female | Honduras | HND | Population ages 50-54, female | SP.POP.5054.FE | 192000 | 199000
HNDPopulation ages 50-54, male | Honduras | HND | Population ages 50-54, male | SP.POP.5054.MA | 175000 | 182000
HNDPopulation ages 55-59, male | Honduras | HND | Population ages 55-59, male | SP.POP.5559.MA | 136000 | 141000
HNDPopulation ages 55-59, female | Honduras | HND | Population ages 55-59, female | SP.POP.5559.FE | 152000 | 158000
HNDPopulation ages 65-69, male | Honduras | HND | Population ages 65-69, male | SP.POP.6569.MA | 81000 | 85000
HNDPopulation ages 65-69, female | Honduras | HND | Population ages 65-69, female | SP.POP.6569.FE | 93000 | 98000
HNDPopulation ages 60-64, female | Honduras | HND | Population ages 60-64, female | SP.POP.6064.FE | 122000 | 126000
HNDPopulation ages 60-64, male | Honduras | HND | Population ages 60-64, male | SP.POP.6064.MA | 107000 | 111000
HNDPopulation ages 70-74, female | Honduras | HND | Population ages 70-74, female | SP.POP.7074.FE | 63000 | 66000
HNDPopulation ages 70-74, male | Honduras | HND | Population ages 70-74, male | SP.POP.7074.MA | 53000 | 56000
HNDPopulation ages 75-79, female | Honduras | HND | Population ages 75-79, female | SP.POP.7579.FE | 44000 | 46000
HNDPopulation ages 75-79, male | Honduras | HND | Population ages 75-79, male | SP.POP.7579.MA | 36000 | 37000
HNDPopulation ages 80 and above, female | Honduras | HND | Population ages 80 and above, female | SP.POP.80UP.FE | 60000 | 61000
HNDPopulation ages 80 and above, male | Honduras | HND | Population ages 80 and above, male | SP.POP.80UP.MA | 42000 | 43000
HNDPopulation, male | Honduras | HND | Population, male | SP.POP.TOTL.MA.IN | 4869000 | 4949000
HNDPopulation, total | Honduras | HND | Population, total | SP.POP.TOTL | 9746000 | 9905000
HNDPopulation, female | Honduras | HND | Population, female | SP.POP.TOTL.FE.IN | 4877000 | 4956000
HNDPopulation growth (annual %) | Honduras | HND | Population growth (annual %) | SP.POP.GROW | 0 | 0
HKGPopulation ages 0-14, female | Hong Kong SAR, China | HKG | Population ages 0-14, female | SP.POP.0014.FE.IN | 438000 | 454000
HKGPopulation ages 0-14, male | Hong Kong SAR, China | HKG | Population ages 0-14, male | SP.POP.0014.MA.IN | 488000 | 505000
HKGPopulation ages 00-04, female | Hong Kong SAR, China | HKG | Population ages 00-04, female | SP.POP.0004.FE | 167000 | 176000
HKGPopulation ages 00-04, male | Hong Kong SAR, China | HKG | Population ages 00-04, male | SP.POP.0004.MA | 182000 | 190000
HKGPopulation ages 05-09, female | Hong Kong SAR, China | HKG | Population ages 05-09, female | SP.POP.0509.FE | 138000 | 142000
HKGPopulation ages 05-09, male | Hong Kong SAR, China | HKG | Population ages 05-09, male | SP.POP.0509.MA | 158000 | 162000
HKGPopulation ages 10-14, female | Hong Kong SAR, China | HKG | Population ages 10-14, female | SP.POP.1014.FE | 133000 | 136000
HKGPopulation ages 10-14, male | Hong Kong SAR, China | HKG | Population ages 10-14, male | SP.POP.1014.MA | 148000 | 152000
HKGPopulation ages 15-19, female | Hong Kong SAR, China | HKG | Population ages 15-19, female | SP.POP.1519.FE | 136000 | 130000
HKGPopulation ages 15-19, male | Hong Kong SAR, China | HKG | Population ages 15-19, male | SP.POP.1519.MA | 144000 | 139000
HKGPopulation ages 20-24, female | Hong Kong SAR, China | HKG | Population ages 20-24, female | SP.POP.2024.FE | 200000 | 187000
HKGPopulation ages 20-24, male | Hong Kong SAR, China | HKG | Population ages 20-24, male | SP.POP.2024.MA | 201000 | 191000
HKGPopulation ages 25-29, female | Hong Kong SAR, China | HKG | Population ages 25-29, female | SP.POP.2529.FE | 272000 | 268000
HKGPopulation ages 25-29, male | Hong Kong SAR, China | HKG | Population ages 25-29, male | SP.POP.2529.MA | 231000 | 229000
HKGPopulation ages 30-34, female | Hong Kong SAR, China | HKG | Population ages 30-34, female | SP.POP.3034.FE | 316000 | 312000
HKGPopulation ages 30-34, male | Hong Kong SAR, China | HKG | Population ages 30-34, male | SP.POP.3034.MA | 229000 | 229000
HKGPopulation ages 35-39, female | Hong Kong SAR, China | HKG | Population ages 35-39, female | SP.POP.3539.FE | 357000 | 357000
HKGPopulation ages 35-39, male | Hong Kong SAR, China | HKG | Population ages 35-39, male | SP.POP.3539.MA | 233000 | 234000
HKGPopulation ages 40-44, female | Hong Kong SAR, China | HKG | Population ages 40-44, female | SP.POP.4044.FE | 339000 | 343000
HKGPopulation ages 40-44, male | Hong Kong SAR, China | HKG | Population ages 40-44, male | SP.POP.4044.MA | 228000 | 228000
HKGPopulation ages 45-49, female | Hong Kong SAR, China | HKG | Population ages 45-49, female | SP.POP.4549.FE | 332000 | 333000
HKGPopulation ages 45-49, male | Hong Kong SAR, China | HKG | Population ages 45-49, male | SP.POP.4549.MA | 237000 | 235000
HKGPopulation ages 50-54, female | Hong Kong SAR, China | HKG | Population ages 50-54, female | SP.POP.5054.FE | 332000 | 327000
HKGPopulation ages 50-54, male | Hong Kong SAR, China | HKG | Population ages 50-54, male | SP.POP.5054.MA | 256000 | 247000
HKGPopulation ages 55-59, male | Hong Kong SAR, China | HKG | Population ages 55-59, male | SP.POP.5559.MA | 304000 | 298000
HKGPopulation ages 55-59, female | Hong Kong SAR, China | HKG | Population ages 55-59, female | SP.POP.5559.FE | 345000 | 347000
HKGPopulation ages 65-69, male | Hong Kong SAR, China | HKG | Population ages 65-69, male | SP.POP.6569.MA | 216000 | 226000
HKGPopulation ages 65-69, female | Hong Kong SAR, China | HKG | Population ages 65-69, female | SP.POP.6569.FE | 228000 | 238000
HKGPopulation ages 60-64, female | Hong Kong SAR, China | HKG | Population ages 60-64, female | SP.POP.6064.FE | 289000 | 300000
HKGPopulation ages 60-64, male | Hong Kong SAR, China | HKG | Population ages 60-64, male | SP.POP.6064.MA | 287000 | 295000
HKGPopulation ages 70-74, female | Hong Kong SAR, China | HKG | Population ages 70-74, female | SP.POP.7074.FE | 162000 | 178000
HKGPopulation ages 70-74, male | Hong Kong SAR, China | HKG | Population ages 70-74, male | SP.POP.7074.MA | 157000 | 170000
HKGPopulation ages 75-79, female | Hong Kong SAR, China | HKG | Population ages 75-79, female | SP.POP.7579.FE | 89000 | 93000
HKGPopulation ages 75-79, male | Hong Kong SAR, China | HKG | Population ages 75-79, male | SP.POP.7579.MA | 86000 | 90000
HKGPopulation ages 80 and above, female | Hong Kong SAR, China | HKG | Population ages 80 and above, female | SP.POP.80UP.FE | 224000 | 227000
HKGPopulation ages 80 and above, male | Hong Kong SAR, China | HKG | Population ages 80 and above, male | SP.POP.80UP.MA | 153000 | 155000
HKGPopulation, male | Hong Kong SAR, China | HKG | Population, male | SP.POP.TOTL.MA.IN | 3451000 | 3470000
HKGPopulation, total | Hong Kong SAR, China | HKG | Population, total | SP.POP.TOTL | 7508000 | 7564000
HKGPopulation, female | Hong Kong SAR, China | HKG | Population, female | SP.POP.TOTL.FE.IN | 4056000 | 4094000
HKGPopulation growth (annual %) | Hong Kong SAR, China | HKG | Population growth (annual %) | SP.POP.GROW | 0 | 0
HUNPopulation ages 0-14, female | Hungary | HUN | Population ages 0-14, female | SP.POP.0014.FE.IN | 684000 | 680000
HUNPopulation ages 0-14, male | Hungary | HUN | Population ages 0-14, male | SP.POP.0014.MA.IN | 721000 | 717000
HUNPopulation ages 00-04, female | Hungary | HUN | Population ages 00-04, female | SP.POP.0004.FE | 223000 | 225000
HUNPopulation ages 00-04, male | Hungary | HUN | Population ages 00-04, male | SP.POP.0004.MA | 236000 | 238000
HUNPopulation ages 05-09, female | Hungary | HUN | Population ages 05-09, female | SP.POP.0509.FE | 223000 | 219000
HUNPopulation ages 05-09, male | Hungary | HUN | Population ages 05-09, male | SP.POP.0509.MA | 234000 | 230000
HUNPopulation ages 10-14, female | Hungary | HUN | Population ages 10-14, female | SP.POP.1014.FE | 238000 | 236000
HUNPopulation ages 10-14, male | Hungary | HUN | Population ages 10-14, male | SP.POP.1014.MA | 250000 | 249000
HUNPopulation ages 15-19, female | Hungary | HUN | Population ages 15-19, female | SP.POP.1519.FE | 238000 | 237000
HUNPopulation ages 15-19, male | Hungary | HUN | Population ages 15-19, male | SP.POP.1519.MA | 252000 | 251000
HUNPopulation ages 20-24, female | Hungary | HUN | Population ages 20-24, female | SP.POP.2024.FE | 263000 | 253000
HUNPopulation ages 20-24, male | Hungary | HUN | Population ages 20-24, male | SP.POP.2024.MA | 277000 | 267000
HUNPopulation ages 25-29, female | Hungary | HUN | Population ages 25-29, female | SP.POP.2529.FE | 314000 | 311000
HUNPopulation ages 25-29, male | Hungary | HUN | Population ages 25-29, male | SP.POP.2529.MA | 328000 | 325000
HUNPopulation ages 30-34, female | Hungary | HUN | Population ages 30-34, female | SP.POP.3034.FE | 300000 | 300000
HUNPopulation ages 30-34, male | Hungary | HUN | Population ages 30-34, male | SP.POP.3034.MA | 312000 | 314000
HUNPopulation ages 35-39, female | Hungary | HUN | Population ages 35-39, female | SP.POP.3539.FE | 336000 | 321000
HUNPopulation ages 35-39, male | Hungary | HUN | Population ages 35-39, male | SP.POP.3539.MA | 341000 | 326000
HUNPopulation ages 40-44, female | Hungary | HUN | Population ages 40-44, female | SP.POP.4044.FE | 412000 | 406000
HUNPopulation ages 40-44, male | Hungary | HUN | Population ages 40-44, male | SP.POP.4044.MA | 418000 | 411000
HUNPopulation ages 45-49, female | Hungary | HUN | Population ages 45-49, female | SP.POP.4549.FE | 377000 | 386000
HUNPopulation ages 45-49, male | Hungary | HUN | Population ages 45-49, male | SP.POP.4549.MA | 380000 | 390000
HUNPopulation ages 50-54, female | Hungary | HUN | Population ages 50-54, female | SP.POP.5054.FE | 321000 | 331000
HUNPopulation ages 50-54, male | Hungary | HUN | Population ages 50-54, male | SP.POP.5054.MA | 308000 | 320000
HUNPopulation ages 55-59, male | Hungary | HUN | Population ages 55-59, male | SP.POP.5559.MA | 268000 | 264000
HUNPopulation ages 55-59, female | Hungary | HUN | Population ages 55-59, female | SP.POP.5559.FE | 299000 | 291000
HUNPopulation ages 65-69, male | Hungary | HUN | Population ages 65-69, male | SP.POP.6569.MA | 285000 | 290000
HUNPopulation ages 65-69, female | Hungary | HUN | Population ages 65-69, female | SP.POP.6569.FE | 377000 | 383000
HUNPopulation ages 60-64, female | Hungary | HUN | Population ages 60-64, female | SP.POP.6064.FE | 367000 | 350000
HUNPopulation ages 60-64, male | Hungary | HUN | Population ages 60-64, male | SP.POP.6064.MA | 301000 | 289000
HUNPopulation ages 70-74, female | Hungary | HUN | Population ages 70-74, female | SP.POP.7074.FE | 277000 | 286000
HUNPopulation ages 70-74, male | Hungary | HUN | Population ages 70-74, male | SP.POP.7074.MA | 184000 | 191000
HUNPopulation ages 75-79, female | Hungary | HUN | Population ages 75-79, female | SP.POP.7579.FE | 232000 | 236000
HUNPopulation ages 75-79, male | Hungary | HUN | Population ages 75-79, male | SP.POP.7579.MA | 132000 | 136000
HUNPopulation ages 80 and above, female | Hungary | HUN | Population ages 80 and above, female | SP.POP.80UP.FE | 304000 | 308000
HUNPopulation ages 80 and above, male | Hungary | HUN | Population ages 80 and above, male | SP.POP.80UP.MA | 125000 | 125000
HUNPopulation, male | Hungary | HUN | Population, male | SP.POP.TOTL.MA.IN | 4631000 | 4615000
HUNPopulation, total | Hungary | HUN | Population, total | SP.POP.TOTL | 9732000 | 9695000
HUNPopulation, female | Hungary | HUN | Population, female | SP.POP.TOTL.FE.IN | 5101000 | 5080000
HUNPopulation growth (annual %) | Hungary | HUN | Population growth (annual %) | SP.POP.GROW | 0 | 0
ISLPopulation ages 0-14, female | Iceland | ISL | Population ages 0-14, female | SP.POP.0014.FE.IN | 34000 | 34000
ISLPopulation ages 0-14, male | Iceland | ISL | Population ages 0-14, male | SP.POP.0014.MA.IN | 36000 | 36000
ISLPopulation ages 00-04, female | Iceland | ISL | Population ages 00-04, female | SP.POP.0004.FE | 11000 | 10000
ISLPopulation ages 00-04, male | Iceland | ISL | Population ages 00-04, male | SP.POP.0004.MA | 11000 | 11000
ISLPopulation ages 05-09, female | Iceland | ISL | Population ages 05-09, female | SP.POP.0509.FE | 12000 | 12000
ISLPopulation ages 05-09, male | Iceland | ISL | Population ages 05-09, male | SP.POP.0509.MA | 12000 | 12000
ISLPopulation ages 10-14, female | Iceland | ISL | Population ages 10-14, female | SP.POP.1014.FE | 12000 | 12000
ISLPopulation ages 10-14, male | Iceland | ISL | Population ages 10-14, male | SP.POP.1014.MA | 12000 | 13000
ISLPopulation ages 15-19, female | Iceland | ISL | Population ages 15-19, female | SP.POP.1519.FE | 11000 | 11000
ISLPopulation ages 15-19, male | Iceland | ISL | Population ages 15-19, male | SP.POP.1519.MA | 11000 | 11000
ISLPopulation ages 20-24, female | Iceland | ISL | Population ages 20-24, female | SP.POP.2024.FE | 12000 | 11000
ISLPopulation ages 20-24, male | Iceland | ISL | Population ages 20-24, male | SP.POP.2024.MA | 12000 | 12000
ISLPopulation ages 25-29, female | Iceland | ISL | Population ages 25-29, female | SP.POP.2529.FE | 13000 | 13000
ISLPopulation ages 25-29, male | Iceland | ISL | Population ages 25-29, male | SP.POP.2529.MA | 14000 | 14000
ISLPopulation ages 30-34, female | Iceland | ISL | Population ages 30-34, female | SP.POP.3034.FE | 12000 | 12000
ISLPopulation ages 30-34, male | Iceland | ISL | Population ages 30-34, male | SP.POP.3034.MA | 12000 | 12000
ISLPopulation ages 35-39, female | Iceland | ISL | Population ages 35-39, female | SP.POP.3539.FE | 12000 | 12000
ISLPopulation ages 35-39, male | Iceland | ISL | Population ages 35-39, male | SP.POP.3539.MA | 13000 | 13000
ISLPopulation ages 40-44, female | Iceland | ISL | Population ages 40-44, female | SP.POP.4044.FE | 11000 | 11000
ISLPopulation ages 40-44, male | Iceland | ISL | Population ages 40-44, male | SP.POP.4044.MA | 11000 | 12000
ISLPopulation ages 45-49, female | Iceland | ISL | Population ages 45-49, female | SP.POP.4549.FE | 11000 | 11000
ISLPopulation ages 45-49, male | Iceland | ISL | Population ages 45-49, male | SP.POP.4549.MA | 11000 | 11000
ISLPopulation ages 50-54, female | Iceland | ISL | Population ages 50-54, female | SP.POP.5054.FE | 11000 | 11000
ISLPopulation ages 50-54, male | Iceland | ISL | Population ages 50-54, male | SP.POP.5054.MA | 11000 | 11000
ISLPopulation ages 55-59, male | Iceland | ISL | Population ages 55-59, male | SP.POP.5559.MA | 11000 | 11000
ISLPopulation ages 55-59, female | Iceland | ISL | Population ages 55-59, female | SP.POP.5559.FE | 11000 | 11000
ISLPopulation ages 65-69, male | Iceland | ISL | Population ages 65-69, male | SP.POP.6569.MA | 8800 | 9000
ISLPopulation ages 65-69, female | Iceland | ISL | Population ages 65-69, female | SP.POP.6569.FE | 8700 | 9000
ISLPopulation ages 60-64, female | Iceland | ISL | Population ages 60-64, female | SP.POP.6064.FE | 11000 | 11000
ISLPopulation ages 60-64, male | Iceland | ISL | Population ages 60-64, male | SP.POP.6064.MA | 11000 | 11000
ISLPopulation ages 70-74, female | Iceland | ISL | Population ages 70-74, female | SP.POP.7074.FE | 7000 | 7300
ISLPopulation ages 70-74, male | Iceland | ISL | Population ages 70-74, male | SP.POP.7074.MA | 7000 | 7400
ISLPopulation ages 75-79, female | Iceland | ISL | Population ages 75-79, female | SP.POP.7579.FE | 5000 | 5200
ISLPopulation ages 75-79, male | Iceland | ISL | Population ages 75-79, male | SP.POP.7579.MA | 4400 | 4700
ISLPopulation ages 80 and above, female | Iceland | ISL | Population ages 80 and above, female | SP.POP.80UP.FE | 7700 | 7800
ISLPopulation ages 80 and above, male | Iceland | ISL | Population ages 80 and above, male | SP.POP.80UP.MA | 5600 | 5700
ISLPopulation, male | Iceland | ISL | Population, male | SP.POP.TOTL.MA.IN | 179000 | 180000
ISLPopulation, total | Iceland | ISL | Population, total | SP.POP.TOTL | 356000 | 359000
ISLPopulation, female | Iceland | ISL | Population, female | SP.POP.TOTL.FE.IN | 177000 | 179000
ISLPopulation growth (annual %) | Iceland | ISL | Population growth (annual %) | SP.POP.GROW | 0 | 0
INDPopulation ages 0-14, female | India | IND | Population ages 0-14, female | SP.POP.0014.FE.IN | 172809000 | 171609000
INDPopulation ages 0-14, male | India | IND | Population ages 0-14, male | SP.POP.0014.MA.IN | 190908000 | 189408000
INDPopulation ages 00-04, female | India | IND | Population ages 00-04, female | SP.POP.0004.FE | 55597000 | 55651000
INDPopulation ages 00-04, male | India | IND | Population ages 00-04, male | SP.POP.0004.MA | 61185000 | 61228000
INDPopulation ages 05-09, female | India | IND | Population ages 05-09, female | SP.POP.0509.FE | 57039000 | 56105000
INDPopulation ages 05-09, male | India | IND | Population ages 05-09, male | SP.POP.0509.MA | 62911000 | 61877000
INDPopulation ages 10-14, female | India | IND | Population ages 10-14, female | SP.POP.1014.FE | 60173000 | 59853000
INDPopulation ages 10-14, male | India | IND | Population ages 10-14, male | SP.POP.1014.MA | 66812000 | 66303000
INDPopulation ages 15-19, female | India | IND | Population ages 15-19, female | SP.POP.1519.FE | 59164000 | 59375000
INDPopulation ages 15-19, male | India | IND | Population ages 15-19, male | SP.POP.1519.MA | 66525000 | 66671000
INDPopulation ages 20-24, female | India | IND | Population ages 20-24, female | SP.POP.2024.FE | 57319000 | 57639000
INDPopulation ages 20-24, male | India | IND | Population ages 20-24, male | SP.POP.2024.MA | 64478000 | 64866000
INDPopulation ages 25-29, female | India | IND | Population ages 25-29, female | SP.POP.2529.FE | 55080000 | 55358000
INDPopulation ages 25-29, male | India | IND | Population ages 25-29, male | SP.POP.2529.MA | 61604000 | 62039000
INDPopulation ages 30-34, female | India | IND | Population ages 30-34, female | SP.POP.3034.FE | 52818000 | 53301000
INDPopulation ages 30-34, male | India | IND | Population ages 30-34, male | SP.POP.3034.MA | 58243000 | 58875000
INDPopulation ages 35-39, female | India | IND | Population ages 35-39, female | SP.POP.3539.FE | 48500000 | 49466000
INDPopulation ages 35-39, male | India | IND | Population ages 35-39, male | SP.POP.3539.MA | 52839000 | 53994000
INDPopulation ages 40-44, female | India | IND | Population ages 40-44, female | SP.POP.4044.FE | 42636000 | 43589000
INDPopulation ages 40-44, male | India | IND | Population ages 40-44, male | SP.POP.4044.MA | 45524000 | 46631000
INDPopulation ages 45-49, female | India | IND | Population ages 45-49, female | SP.POP.4549.FE | 37840000 | 38684000
INDPopulation ages 45-49, male | India | IND | Population ages 45-49, male | SP.POP.4549.MA | 39881000 | 40757000
INDPopulation ages 50-54, female | India | IND | Population ages 50-54, female | SP.POP.5054.FE | 32948000 | 33673000
INDPopulation ages 50-54, male | India | IND | Population ages 50-54, male | SP.POP.5054.MA | 34485000 | 35203000
INDPopulation ages 55-59, male | India | IND | Population ages 55-59, male | SP.POP.5559.MA | 29501000 | 30150000
INDPopulation ages 55-59, female | India | IND | Population ages 55-59, female | SP.POP.5559.FE | 28445000 | 29106000
INDPopulation ages 65-69, male | India | IND | Population ages 65-69, male | SP.POP.6569.MA | 18287000 | 19168000
INDPopulation ages 65-69, female | India | IND | Population ages 65-69, female | SP.POP.6569.FE | 18288000 | 19092000
INDPopulation ages 60-64, female | India | IND | Population ages 60-64, female | SP.POP.6064.FE | 23592000 | 24196000
INDPopulation ages 60-64, male | India | IND | Population ages 60-64, male | SP.POP.6064.MA | 24129000 | 24695000
INDPopulation ages 70-74, female | India | IND | Population ages 70-74, female | SP.POP.7074.FE | 11862000 | 12464000
INDPopulation ages 70-74, male | India | IND | Population ages 70-74, male | SP.POP.7074.MA | 10983000 | 11628000
INDPopulation ages 75-79, female | India | IND | Population ages 75-79, female | SP.POP.7579.FE | 7794000 | 8021000
INDPopulation ages 75-79, male | India | IND | Population ages 75-79, male | SP.POP.7579.MA | 6862000 | 7063000
INDPopulation ages 80 and above, female | India | IND | Population ages 80 and above, female | SP.POP.80UP.FE | 7193000 | 7331000
INDPopulation ages 80 and above, male | India | IND | Population ages 80 and above, male | SP.POP.80UP.MA | 5880000 | 5953000
INDPopulation, male | India | IND | Population, male | SP.POP.TOTL.MA.IN | 710130000 | 717101000
INDPopulation, total | India | IND | Population, total | SP.POP.TOTL | 1366418000 | 1380004000
INDPopulation, female | India | IND | Population, female | SP.POP.TOTL.FE.IN | 656288000 | 662903000
INDPopulation growth (annual %) | India | IND | Population growth (annual %) | SP.POP.GROW | 0 | 0
IDNPopulation ages 0-14, female | Indonesia | IDN | Population ages 0-14, female | SP.POP.0014.FE.IN | 34610000 | 34627000
IDNPopulation ages 0-14, male | Indonesia | IDN | Population ages 0-14, male | SP.POP.0014.MA.IN | 36335000 | 36314000
IDNPopulation ages 00-04, female | Indonesia | IDN | Population ages 00-04, female | SP.POP.0004.FE | 11708000 | 11566000
IDNPopulation ages 00-04, male | Indonesia | IDN | Population ages 00-04, male | SP.POP.0004.MA | 12232000 | 12093000
IDNPopulation ages 05-09, female | Indonesia | IDN | Population ages 05-09, female | SP.POP.0509.FE | 11746000 | 11887000
IDNPopulation ages 05-09, male | Indonesia | IDN | Population ages 05-09, male | SP.POP.0509.MA | 12291000 | 12411000
IDNPopulation ages 10-14, female | Indonesia | IDN | Population ages 10-14, female | SP.POP.1014.FE | 11156000 | 11175000
IDNPopulation ages 10-14, male | Indonesia | IDN | Population ages 10-14, male | SP.POP.1014.MA | 11812000 | 11810000
IDNPopulation ages 15-19, female | Indonesia | IDN | Population ages 15-19, female | SP.POP.1519.FE | 11327000 | 11310000
IDNPopulation ages 15-19, male | Indonesia | IDN | Population ages 15-19, male | SP.POP.1519.MA | 12016000 | 12008000
IDNPopulation ages 20-24, female | Indonesia | IDN | Population ages 20-24, female | SP.POP.2024.FE | 10924000 | 11028000
IDNPopulation ages 20-24, male | Indonesia | IDN | Population ages 20-24, male | SP.POP.2024.MA | 11487000 | 11626000
IDNPopulation ages 25-29, female | Indonesia | IDN | Population ages 25-29, female | SP.POP.2529.FE | 10190000 | 10278000
IDNPopulation ages 25-29, male | Indonesia | IDN | Population ages 25-29, male | SP.POP.2529.MA | 10467000 | 10640000
IDNPopulation ages 30-34, female | Indonesia | IDN | Population ages 30-34, female | SP.POP.3034.FE | 10137000 | 10018000
IDNPopulation ages 30-34, male | Indonesia | IDN | Population ages 30-34, male | SP.POP.3034.MA | 10045000 | 9955000
IDNPopulation ages 35-39, female | Indonesia | IDN | Population ages 35-39, female | SP.POP.3539.FE | 10579000 | 10603000
IDNPopulation ages 35-39, male | Indonesia | IDN | Population ages 35-39, male | SP.POP.3539.MA | 10593000 | 10590000
IDNPopulation ages 40-44, female | Indonesia | IDN | Population ages 40-44, female | SP.POP.4044.FE | 9646000 | 9787000
IDNPopulation ages 40-44, male | Indonesia | IDN | Population ages 40-44, male | SP.POP.4044.MA | 9778000 | 9894000
IDNPopulation ages 45-49, female | Indonesia | IDN | Population ages 45-49, female | SP.POP.4549.FE | 8848000 | 8997000
IDNPopulation ages 45-49, male | Indonesia | IDN | Population ages 45-49, male | SP.POP.4549.MA | 9022000 | 9169000
IDNPopulation ages 50-54, female | Indonesia | IDN | Population ages 50-54, female | SP.POP.5054.FE | 7751000 | 7947000
IDNPopulation ages 50-54, male | Indonesia | IDN | Population ages 50-54, male | SP.POP.5054.MA | 7792000 | 8008000
IDNPopulation ages 55-59, male | Indonesia | IDN | Population ages 55-59, male | SP.POP.5559.MA | 6339000 | 6540000
IDNPopulation ages 55-59, female | Indonesia | IDN | Population ages 55-59, female | SP.POP.5559.FE | 6444000 | 6660000
IDNPopulation ages 65-69, male | Indonesia | IDN | Population ages 65-69, male | SP.POP.6569.MA | 3347000 | 3560000
IDNPopulation ages 65-69, female | Indonesia | IDN | Population ages 65-69, female | SP.POP.6569.FE | 3381000 | 3576000
IDNPopulation ages 60-64, female | Indonesia | IDN | Population ages 60-64, female | SP.POP.6064.FE | 4978000 | 5245000
IDNPopulation ages 60-64, male | Indonesia | IDN | Population ages 60-64, male | SP.POP.6064.MA | 4945000 | 5149000
IDNPopulation ages 70-74, female | Indonesia | IDN | Population ages 70-74, female | SP.POP.7074.FE | 2426000 | 2525000
IDNPopulation ages 70-74, male | Indonesia | IDN | Population ages 70-74, male | SP.POP.7074.MA | 1980000 | 2092000
IDNPopulation ages 75-79, female | Indonesia | IDN | Population ages 75-79, female | SP.POP.7579.FE | 1634000 | 1685000
IDNPopulation ages 75-79, male | Indonesia | IDN | Population ages 75-79, male | SP.POP.7579.MA | 1237000 | 1272000
IDNPopulation ages 80 and above, female | Indonesia | IDN | Population ages 80 and above, female | SP.POP.80UP.FE | 1481000 | 1519000
IDNPopulation ages 80 and above, male | Indonesia | IDN | Population ages 80 and above, male | SP.POP.80UP.MA | 888000 | 900000
IDNPopulation, male | Indonesia | IDN | Population, male | SP.POP.TOTL.MA.IN | 136270000 | 137718000
IDNPopulation, total | Indonesia | IDN | Population, total | SP.POP.TOTL | 270626000 | 273524000
IDNPopulation, female | Indonesia | IDN | Population, female | SP.POP.TOTL.FE.IN | 134356000 | 135806000
IDNPopulation growth (annual %) | Indonesia | IDN | Population growth (annual %) | SP.POP.GROW | 0 | 0
IRNPopulation ages 0-14, female | Iran, Islamic Rep. | IRN | Population ages 0-14, female | SP.POP.0014.FE.IN | 9950000 | 10118000
IRNPopulation ages 0-14, male | Iran, Islamic Rep. | IRN | Population ages 0-14, male | SP.POP.0014.MA.IN | 10492000 | 10666000
IRNPopulation ages 00-04, female | Iran, Islamic Rep. | IRN | Population ages 00-04, female | SP.POP.0004.FE | 3693000 | 3724000
IRNPopulation ages 00-04, male | Iran, Islamic Rep. | IRN | Population ages 00-04, male | SP.POP.0004.MA | 3890000 | 3913000
IRNPopulation ages 05-09, female | Iran, Islamic Rep. | IRN | Population ages 05-09, female | SP.POP.0509.FE | 3299000 | 3362000
IRNPopulation ages 05-09, male | Iran, Islamic Rep. | IRN | Population ages 05-09, male | SP.POP.0509.MA | 3495000 | 3567000
IRNPopulation ages 10-14, female | Iran, Islamic Rep. | IRN | Population ages 10-14, female | SP.POP.1014.FE | 2958000 | 3032000
IRNPopulation ages 10-14, male | Iran, Islamic Rep. | IRN | Population ages 10-14, male | SP.POP.1014.MA | 3107000 | 3186000
IRNPopulation ages 15-19, female | Iran, Islamic Rep. | IRN | Population ages 15-19, female | SP.POP.1519.FE | 2674000 | 2700000
IRNPopulation ages 15-19, male | Iran, Islamic Rep. | IRN | Population ages 15-19, male | SP.POP.1519.MA | 2792000 | 2830000
IRNPopulation ages 20-24, female | Iran, Islamic Rep. | IRN | Population ages 20-24, female | SP.POP.2024.FE | 2847000 | 2755000
IRNPopulation ages 20-24, male | Iran, Islamic Rep. | IRN | Population ages 20-24, male | SP.POP.2024.MA | 2879000 | 2801000
IRNPopulation ages 25-29, female | Iran, Islamic Rep. | IRN | Population ages 25-29, female | SP.POP.2529.FE | 3593000 | 3404000
IRNPopulation ages 25-29, male | Iran, Islamic Rep. | IRN | Population ages 25-29, male | SP.POP.2529.MA | 3567000 | 3382000
IRNPopulation ages 30-34, female | Iran, Islamic Rep. | IRN | Population ages 30-34, female | SP.POP.3034.FE | 4328000 | 4255000
IRNPopulation ages 30-34, male | Iran, Islamic Rep. | IRN | Population ages 30-34, male | SP.POP.3034.MA | 4288000 | 4212000
IRNPopulation ages 35-39, female | Iran, Islamic Rep. | IRN | Population ages 35-39, female | SP.POP.3539.FE | 4011000 | 4152000
IRNPopulation ages 35-39, male | Iran, Islamic Rep. | IRN | Population ages 35-39, male | SP.POP.3539.MA | 3996000 | 4120000
IRNPopulation ages 40-44, female | Iran, Islamic Rep. | IRN | Population ages 40-44, female | SP.POP.4044.FE | 3051000 | 3220000
IRNPopulation ages 40-44, male | Iran, Islamic Rep. | IRN | Population ages 40-44, male | SP.POP.4044.MA | 3112000 | 3271000
IRNPopulation ages 45-49, female | Iran, Islamic Rep. | IRN | Population ages 45-49, female | SP.POP.4549.FE | 2486000 | 2556000
IRNPopulation ages 45-49, male | Iran, Islamic Rep. | IRN | Population ages 45-49, male | SP.POP.4549.MA | 2537000 | 2608000
IRNPopulation ages 50-54, female | Iran, Islamic Rep. | IRN | Population ages 50-54, female | SP.POP.5054.FE | 2227000 | 2297000
IRNPopulation ages 50-54, male | Iran, Islamic Rep. | IRN | Population ages 50-54, male | SP.POP.5054.MA | 2245000 | 2322000
IRNPopulation ages 55-59, male | Iran, Islamic Rep. | IRN | Population ages 55-59, male | SP.POP.5559.MA | 1767000 | 1826000
IRNPopulation ages 55-59, female | Iran, Islamic Rep. | IRN | Population ages 55-59, female | SP.POP.5559.FE | 1790000 | 1851000
IRNPopulation ages 65-69, male | Iran, Islamic Rep. | IRN | Population ages 65-69, male | SP.POP.6569.MA | 1054000 | 1129000
IRNPopulation ages 65-69, female | Iran, Islamic Rep. | IRN | Population ages 65-69, female | SP.POP.6569.FE | 1064000 | 1136000
IRNPopulation ages 60-64, female | Iran, Islamic Rep. | IRN | Population ages 60-64, female | SP.POP.6064.FE | 1508000 | 1572000
IRNPopulation ages 60-64, male | Iran, Islamic Rep. | IRN | Population ages 60-64, male | SP.POP.6064.MA | 1501000 | 1560000
IRNPopulation ages 70-74, female | Iran, Islamic Rep. | IRN | Population ages 70-74, female | SP.POP.7074.FE | 687000 | 738000
IRNPopulation ages 70-74, male | Iran, Islamic Rep. | IRN | Population ages 70-74, male | SP.POP.7074.MA | 670000 | 710000
IRNPopulation ages 75-79, female | Iran, Islamic Rep. | IRN | Population ages 75-79, female | SP.POP.7579.FE | 414000 | 435000
IRNPopulation ages 75-79, male | Iran, Islamic Rep. | IRN | Population ages 75-79, male | SP.POP.7579.MA | 469000 | 471000
IRNPopulation ages 80 and above, female | Iran, Islamic Rep. | IRN | Population ages 80 and above, female | SP.POP.80UP.FE | 395000 | 394000
IRNPopulation ages 80 and above, male | Iran, Islamic Rep. | IRN | Population ages 80 and above, male | SP.POP.80UP.MA | 520000 | 500000
IRNPopulation, male | Iran, Islamic Rep. | IRN | Population, male | SP.POP.TOTL.MA.IN | 41890000 | 42408000
IRNPopulation, total | Iran, Islamic Rep. | IRN | Population, total | SP.POP.TOTL | 82914000 | 83993000
IRNPopulation, female | Iran, Islamic Rep. | IRN | Population, female | SP.POP.TOTL.FE.IN | 41024000 | 41585000
IRNPopulation growth (annual %) | Iran, Islamic Rep. | IRN | Population growth (annual %) | SP.POP.GROW | 0 | 0
IRQPopulation ages 0-14, female | Iraq | IRQ | Population ages 0-14, female | SP.POP.0014.FE.IN | 7265000 | 7373000
IRQPopulation ages 0-14, male | Iraq | IRQ | Population ages 0-14, male | SP.POP.0014.MA.IN | 7681000 | 7797000
IRQPopulation ages 00-04, female | Iraq | IRQ | Population ages 00-04, female | SP.POP.0004.FE | 2609000 | 2612000
IRQPopulation ages 00-04, male | Iraq | IRQ | Population ages 00-04, male | SP.POP.0004.MA | 2765000 | 2768000
IRQPopulation ages 05-09, female | Iraq | IRQ | Population ages 05-09, female | SP.POP.0509.FE | 2485000 | 2542000
IRQPopulation ages 05-09, male | Iraq | IRQ | Population ages 05-09, male | SP.POP.0509.MA | 2626000 | 2687000
IRQPopulation ages 10-14, female | Iraq | IRQ | Population ages 10-14, female | SP.POP.1014.FE | 2170000 | 2218000
IRQPopulation ages 10-14, male | Iraq | IRQ | Population ages 10-14, male | SP.POP.1014.MA | 2290000 | 2341000
IRQPopulation ages 15-19, female | Iraq | IRQ | Population ages 15-19, female | SP.POP.1519.FE | 1994000 | 2023000
IRQPopulation ages 15-19, male | Iraq | IRQ | Population ages 15-19, male | SP.POP.1519.MA | 2096000 | 2129000
IRQPopulation ages 20-24, female | Iraq | IRQ | Population ages 20-24, female | SP.POP.2024.FE | 1823000 | 1858000
IRQPopulation ages 20-24, male | Iraq | IRQ | Population ages 20-24, male | SP.POP.2024.MA | 1905000 | 1941000
IRQPopulation ages 25-29, female | Iraq | IRQ | Population ages 25-29, female | SP.POP.2529.FE | 1607000 | 1647000
IRQPopulation ages 25-29, male | Iraq | IRQ | Population ages 25-29, male | SP.POP.2529.MA | 1678000 | 1719000
IRQPopulation ages 30-34, female | Iraq | IRQ | Population ages 30-34, female | SP.POP.3034.FE | 1393000 | 1435000
IRQPopulation ages 30-34, male | Iraq | IRQ | Population ages 30-34, male | SP.POP.3034.MA | 1450000 | 1493000
IRQPopulation ages 35-39, female | Iraq | IRQ | Population ages 35-39, female | SP.POP.3539.FE | 1182000 | 1214000
IRQPopulation ages 35-39, male | Iraq | IRQ | Population ages 35-39, male | SP.POP.3539.MA | 1228000 | 1262000
IRQPopulation ages 40-44, female | Iraq | IRQ | Population ages 40-44, female | SP.POP.4044.FE | 1033000 | 1061000
IRQPopulation ages 40-44, male | Iraq | IRQ | Population ages 40-44, male | SP.POP.4044.MA | 1056000 | 1089000
IRQPopulation ages 45-49, female | Iraq | IRQ | Population ages 45-49, female | SP.POP.4549.FE | 869000 | 896000
IRQPopulation ages 45-49, male | Iraq | IRQ | Population ages 45-49, male | SP.POP.4549.MA | 856000 | 890000
IRQPopulation ages 50-54, female | Iraq | IRQ | Population ages 50-54, female | SP.POP.5054.FE | 691000 | 731000
IRQPopulation ages 50-54, male | Iraq | IRQ | Population ages 50-54, male | SP.POP.5054.MA | 640000 | 684000
IRQPopulation ages 55-59, male | Iraq | IRQ | Population ages 55-59, male | SP.POP.5559.MA | 399000 | 430000
IRQPopulation ages 55-59, female | Iraq | IRQ | Population ages 55-59, female | SP.POP.5559.FE | 463000 | 496000
IRQPopulation ages 65-69, male | Iraq | IRQ | Population ages 65-69, male | SP.POP.6569.MA | 273000 | 283000
IRQPopulation ages 65-69, female | Iraq | IRQ | Population ages 65-69, female | SP.POP.6569.FE | 323000 | 340000
IRQPopulation ages 60-64, female | Iraq | IRQ | Population ages 60-64, female | SP.POP.6064.FE | 360000 | 363000
IRQPopulation ages 60-64, male | Iraq | IRQ | Population ages 60-64, male | SP.POP.6064.MA | 305000 | 306000
IRQPopulation ages 70-74, female | Iraq | IRQ | Population ages 70-74, female | SP.POP.7074.FE | 166000 | 178000
IRQPopulation ages 70-74, male | Iraq | IRQ | Population ages 70-74, male | SP.POP.7074.MA | 145000 | 154000
IRQPopulation ages 75-79, female | Iraq | IRQ | Population ages 75-79, female | SP.POP.7579.FE | 134000 | 135000
IRQPopulation ages 75-79, male | Iraq | IRQ | Population ages 75-79, male | SP.POP.7579.MA | 106000 | 107000
IRQPopulation ages 80 and above, female | Iraq | IRQ | Population ages 80 and above, female | SP.POP.80UP.FE | 114000 | 114000
IRQPopulation ages 80 and above, male | Iraq | IRQ | Population ages 80 and above, male | SP.POP.80UP.MA | 74000 | 74000
IRQPopulation, male | Iraq | IRQ | Population, male | SP.POP.TOTL.MA.IN | 19892000 | 20358000
IRQPopulation, total | Iraq | IRQ | Population, total | SP.POP.TOTL | 39310000 | 40222000
IRQPopulation, female | Iraq | IRQ | Population, female | SP.POP.TOTL.FE.IN | 19418000 | 19865000
IRQPopulation growth (annual %) | Iraq | IRQ | Population growth (annual %) | SP.POP.GROW | 0 | 0
IRLPopulation ages 0-14, female | Ireland | IRL | Population ages 0-14, female | SP.POP.0014.FE.IN | 505000 | 501000
IRLPopulation ages 0-14, male | Ireland | IRL | Population ages 0-14, male | SP.POP.0014.MA.IN | 530000 | 527000
IRLPopulation ages 00-04, female | Ireland | IRL | Population ages 00-04, female | SP.POP.0004.FE | 156000 | 152000
IRLPopulation ages 00-04, male | Ireland | IRL | Population ages 00-04, male | SP.POP.0004.MA | 166000 | 161000
IRLPopulation ages 05-09, female | Ireland | IRL | Population ages 05-09, female | SP.POP.0509.FE | 177000 | 174000
IRLPopulation ages 05-09, male | Ireland | IRL | Population ages 05-09, male | SP.POP.0509.MA | 186000 | 184000
IRLPopulation ages 10-14, female | Ireland | IRL | Population ages 10-14, female | SP.POP.1014.FE | 172000 | 175000
IRLPopulation ages 10-14, male | Ireland | IRL | Population ages 10-14, male | SP.POP.1014.MA | 179000 | 182000
IRLPopulation ages 15-19, female | Ireland | IRL | Population ages 15-19, female | SP.POP.1519.FE | 150000 | 153000
IRLPopulation ages 15-19, male | Ireland | IRL | Population ages 15-19, male | SP.POP.1519.MA | 155000 | 159000
IRLPopulation ages 20-24, female | Ireland | IRL | Population ages 20-24, female | SP.POP.2024.FE | 140000 | 143000
IRLPopulation ages 20-24, male | Ireland | IRL | Population ages 20-24, male | SP.POP.2024.MA | 144000 | 147000
IRLPopulation ages 25-29, female | Ireland | IRL | Population ages 25-29, female | SP.POP.2529.FE | 136000 | 136000
IRLPopulation ages 25-29, male | Ireland | IRL | Population ages 25-29, male | SP.POP.2529.MA | 140000 | 141000
IRLPopulation ages 30-34, female | Ireland | IRL | Population ages 30-34, female | SP.POP.3034.FE | 162000 | 156000
IRLPopulation ages 30-34, male | Ireland | IRL | Population ages 30-34, male | SP.POP.3034.MA | 159000 | 155000
IRLPopulation ages 35-39, female | Ireland | IRL | Population ages 35-39, female | SP.POP.3539.FE | 202000 | 198000
IRLPopulation ages 35-39, male | Ireland | IRL | Population ages 35-39, male | SP.POP.3539.MA | 189000 | 187000
IRLPopulation ages 40-44, female | Ireland | IRL | Population ages 40-44, female | SP.POP.4044.FE | 201000 | 203000
IRLPopulation ages 40-44, male | Ireland | IRL | Population ages 40-44, male | SP.POP.4044.MA | 191000 | 192000
IRLPopulation ages 45-49, female | Ireland | IRL | Population ages 45-49, female | SP.POP.4549.FE | 180000 | 186000
IRLPopulation ages 45-49, male | Ireland | IRL | Population ages 45-49, male | SP.POP.4549.MA | 177000 | 182000
IRLPopulation ages 50-54, female | Ireland | IRL | Population ages 50-54, female | SP.POP.5054.FE | 154000 | 157000
IRLPopulation ages 50-54, male | Ireland | IRL | Population ages 50-54, male | SP.POP.5054.MA | 152000 | 155000
IRLPopulation ages 55-59, male | Ireland | IRL | Population ages 55-59, male | SP.POP.5559.MA | 140000 | 143000
IRLPopulation ages 55-59, female | Ireland | IRL | Population ages 55-59, female | SP.POP.5559.FE | 143000 | 145000
IRLPopulation ages 65-69, male | Ireland | IRL | Population ages 65-69, male | SP.POP.6569.MA | 112000 | 113000
IRLPopulation ages 65-69, female | Ireland | IRL | Population ages 65-69, female | SP.POP.6569.FE | 116000 | 117000
IRLPopulation ages 60-64, female | Ireland | IRL | Population ages 60-64, female | SP.POP.6064.FE | 125000 | 127000
IRLPopulation ages 60-64, male | Ireland | IRL | Population ages 60-64, male | SP.POP.6064.MA | 121000 | 123000
IRLPopulation ages 70-74, female | Ireland | IRL | Population ages 70-74, female | SP.POP.7074.FE | 97000 | 101000
IRLPopulation ages 70-74, male | Ireland | IRL | Population ages 70-74, male | SP.POP.7074.MA | 92000 | 96000
IRLPopulation ages 75-79, female | Ireland | IRL | Population ages 75-79, female | SP.POP.7579.FE | 66000 | 70000
IRLPopulation ages 75-79, male | Ireland | IRL | Population ages 75-79, male | SP.POP.7579.MA | 60000 | 64000
IRLPopulation ages 80 and above, female | Ireland | IRL | Population ages 80 and above, female | SP.POP.80UP.FE | 89000 | 92000
IRLPopulation ages 80 and above, male | Ireland | IRL | Population ages 80 and above, male | SP.POP.80UP.MA | 63000 | 66000
IRLPopulation, male | Ireland | IRL | Population, male | SP.POP.TOTL.MA.IN | 2428000 | 2449000
IRLPopulation, total | Ireland | IRL | Population, total | SP.POP.TOTL | 4893000 | 4933000
IRLPopulation, female | Ireland | IRL | Population, female | SP.POP.TOTL.FE.IN | 2465000 | 2484000
IRLPopulation growth (annual %) | Ireland | IRL | Population growth (annual %) | SP.POP.GROW | 0 | 0
IMNPopulation ages 0-14, female | Isle of Man | IMN | Population ages 0-14, female | SP.POP.0014.FE.IN | 0 | 0
IMNPopulation ages 0-14, male | Isle of Man | IMN | Population ages 0-14, male | SP.POP.0014.MA.IN | 0 | 0
IMNPopulation ages 00-04, female | Isle of Man | IMN | Population ages 00-04, female | SP.POP.0004.FE | 0 | 0
IMNPopulation ages 00-04, male | Isle of Man | IMN | Population ages 00-04, male | SP.POP.0004.MA | 0 | 0
IMNPopulation ages 05-09, female | Isle of Man | IMN | Population ages 05-09, female | SP.POP.0509.FE | 0 | 0
IMNPopulation ages 05-09, male | Isle of Man | IMN | Population ages 05-09, male | SP.POP.0509.MA | 0 | 0
IMNPopulation ages 10-14, female | Isle of Man | IMN | Population ages 10-14, female | SP.POP.1014.FE | 0 | 0
IMNPopulation ages 10-14, male | Isle of Man | IMN | Population ages 10-14, male | SP.POP.1014.MA | 0 | 0
IMNPopulation ages 15-19, female | Isle of Man | IMN | Population ages 15-19, female | SP.POP.1519.FE | 0 | 0
IMNPopulation ages 15-19, male | Isle of Man | IMN | Population ages 15-19, male | SP.POP.1519.MA | 0 | 0
IMNPopulation ages 20-24, female | Isle of Man | IMN | Population ages 20-24, female | SP.POP.2024.FE | 0 | 0
IMNPopulation ages 20-24, male | Isle of Man | IMN | Population ages 20-24, male | SP.POP.2024.MA | 0 | 0
IMNPopulation ages 25-29, female | Isle of Man | IMN | Population ages 25-29, female | SP.POP.2529.FE | 0 | 0
IMNPopulation ages 25-29, male | Isle of Man | IMN | Population ages 25-29, male | SP.POP.2529.MA | 0 | 0
IMNPopulation ages 30-34, female | Isle of Man | IMN | Population ages 30-34, female | SP.POP.3034.FE | 0 | 0
IMNPopulation ages 30-34, male | Isle of Man | IMN | Population ages 30-34, male | SP.POP.3034.MA | 0 | 0
IMNPopulation ages 35-39, female | Isle of Man | IMN | Population ages 35-39, female | SP.POP.3539.FE | 0 | 0
IMNPopulation ages 35-39, male | Isle of Man | IMN | Population ages 35-39, male | SP.POP.3539.MA | 0 | 0
IMNPopulation ages 40-44, female | Isle of Man | IMN | Population ages 40-44, female | SP.POP.4044.FE | 0 | 0
IMNPopulation ages 40-44, male | Isle of Man | IMN | Population ages 40-44, male | SP.POP.4044.MA | 0 | 0
IMNPopulation ages 45-49, female | Isle of Man | IMN | Population ages 45-49, female | SP.POP.4549.FE | 0 | 0
IMNPopulation ages 45-49, male | Isle of Man | IMN | Population ages 45-49, male | SP.POP.4549.MA | 0 | 0
IMNPopulation ages 50-54, female | Isle of Man | IMN | Population ages 50-54, female | SP.POP.5054.FE | 0 | 0
IMNPopulation ages 50-54, male | Isle of Man | IMN | Population ages 50-54, male | SP.POP.5054.MA | 0 | 0
IMNPopulation ages 55-59, male | Isle of Man | IMN | Population ages 55-59, male | SP.POP.5559.MA | 0 | 0
IMNPopulation ages 55-59, female | Isle of Man | IMN | Population ages 55-59, female | SP.POP.5559.FE | 0 | 0
IMNPopulation ages 65-69, male | Isle of Man | IMN | Population ages 65-69, male | SP.POP.6569.MA | 0 | 0
IMNPopulation ages 65-69, female | Isle of Man | IMN | Population ages 65-69, female | SP.POP.6569.FE | 0 | 0
IMNPopulation ages 60-64, female | Isle of Man | IMN | Population ages 60-64, female | SP.POP.6064.FE | 0 | 0
IMNPopulation ages 60-64, male | Isle of Man | IMN | Population ages 60-64, male | SP.POP.6064.MA | 0 | 0
IMNPopulation ages 70-74, female | Isle of Man | IMN | Population ages 70-74, female | SP.POP.7074.FE | 0 | 0
IMNPopulation ages 70-74, male | Isle of Man | IMN | Population ages 70-74, male | SP.POP.7074.MA | 0 | 0
IMNPopulation ages 75-79, female | Isle of Man | IMN | Population ages 75-79, female | SP.POP.7579.FE | 0 | 0
IMNPopulation ages 75-79, male | Isle of Man | IMN | Population ages 75-79, male | SP.POP.7579.MA | 0 | 0
IMNPopulation ages 80 and above, female | Isle of Man | IMN | Population ages 80 and above, female | SP.POP.80UP.FE | 0 | 0
IMNPopulation ages 80 and above, male | Isle of Man | IMN | Population ages 80 and above, male | SP.POP.80UP.MA | 0 | 0
IMNPopulation, male | Isle of Man | IMN | Population, male | SP.POP.TOTL.MA.IN | 0 | 0
IMNPopulation, total | Isle of Man | IMN | Population, total | SP.POP.TOTL | 85000 | 85000
IMNPopulation, female | Isle of Man | IMN | Population, female | SP.POP.TOTL.FE.IN | 0 | 0
IMNPopulation growth (annual %) | Isle of Man | IMN | Population growth (annual %) | SP.POP.GROW | 0 | 0
ISRPopulation ages 0-14, female | Israel | ISR | Population ages 0-14, female | SP.POP.0014.FE.IN | 1224000 | 1240000
ISRPopulation ages 0-14, male | Israel | ISR | Population ages 0-14, male | SP.POP.0014.MA.IN | 1291000 | 1307000
ISRPopulation ages 00-04, female | Israel | ISR | Population ages 00-04, female | SP.POP.0004.FE | 437000 | 437000
ISRPopulation ages 00-04, male | Israel | ISR | Population ages 00-04, male | SP.POP.0004.MA | 460000 | 460000
ISRPopulation ages 05-09, female | Israel | ISR | Population ages 05-09, female | SP.POP.0509.FE | 416000 | 423000
ISRPopulation ages 05-09, male | Israel | ISR | Population ages 05-09, male | SP.POP.0509.MA | 439000 | 447000
ISRPopulation ages 10-14, female | Israel | ISR | Population ages 10-14, female | SP.POP.1014.FE | 371000 | 379000
ISRPopulation ages 10-14, male | Israel | ISR | Population ages 10-14, male | SP.POP.1014.MA | 392000 | 401000
ISRPopulation ages 15-19, female | Israel | ISR | Population ages 15-19, female | SP.POP.1519.FE | 338000 | 343000
ISRPopulation ages 15-19, male | Israel | ISR | Population ages 15-19, male | SP.POP.1519.MA | 357000 | 362000
ISRPopulation ages 20-24, female | Israel | ISR | Population ages 20-24, female | SP.POP.2024.FE | 316000 | 321000
ISRPopulation ages 20-24, male | Israel | ISR | Population ages 20-24, male | SP.POP.2024.MA | 333000 | 338000
ISRPopulation ages 25-29, female | Israel | ISR | Population ages 25-29, female | SP.POP.2529.FE | 293000 | 296000
ISRPopulation ages 25-29, male | Israel | ISR | Population ages 25-29, male | SP.POP.2529.MA | 306000 | 310000
ISRPopulation ages 30-34, female | Israel | ISR | Population ages 30-34, female | SP.POP.3034.FE | 295000 | 295000
ISRPopulation ages 30-34, male | Israel | ISR | Population ages 30-34, male | SP.POP.3034.MA | 300000 | 302000
ISRPopulation ages 35-39, female | Israel | ISR | Population ages 35-39, female | SP.POP.3539.FE | 294000 | 295000
ISRPopulation ages 35-39, male | Israel | ISR | Population ages 35-39, male | SP.POP.3539.MA | 293000 | 295000
ISRPopulation ages 40-44, female | Israel | ISR | Population ages 40-44, female | SP.POP.4044.FE | 286000 | 289000
ISRPopulation ages 40-44, male | Israel | ISR | Population ages 40-44, male | SP.POP.4044.MA | 283000 | 286000
ISRPopulation ages 45-49, female | Israel | ISR | Population ages 45-49, female | SP.POP.4549.FE | 258000 | 265000
ISRPopulation ages 45-49, male | Israel | ISR | Population ages 45-49, male | SP.POP.4549.MA | 253000 | 260000
ISRPopulation ages 50-54, female | Israel | ISR | Population ages 50-54, female | SP.POP.5054.FE | 219000 | 224000
ISRPopulation ages 50-54, male | Israel | ISR | Population ages 50-54, male | SP.POP.5054.MA | 212000 | 217000
ISRPopulation ages 55-59, male | Israel | ISR | Population ages 55-59, male | SP.POP.5559.MA | 191000 | 194000
ISRPopulation ages 55-59, female | Israel | ISR | Population ages 55-59, female | SP.POP.5559.FE | 203000 | 206000
ISRPopulation ages 65-69, male | Israel | ISR | Population ages 65-69, male | SP.POP.6569.MA | 174000 | 175000
ISRPopulation ages 65-69, female | Israel | ISR | Population ages 65-69, female | SP.POP.6569.FE | 197000 | 199000
ISRPopulation ages 60-64, female | Israel | ISR | Population ages 60-64, female | SP.POP.6064.FE | 196000 | 194000
ISRPopulation ages 60-64, male | Israel | ISR | Population ages 60-64, male | SP.POP.6064.MA | 176000 | 176000
ISRPopulation ages 70-74, female | Israel | ISR | Population ages 70-74, female | SP.POP.7074.FE | 153000 | 163000
ISRPopulation ages 70-74, male | Israel | ISR | Population ages 70-74, male | SP.POP.7074.MA | 133000 | 142000
ISRPopulation ages 75-79, female | Israel | ISR | Population ages 75-79, female | SP.POP.7579.FE | 94000 | 99000
ISRPopulation ages 75-79, male | Israel | ISR | Population ages 75-79, male | SP.POP.7579.MA | 76000 | 82000
ISRPopulation ages 80 and above, female | Israel | ISR | Population ages 80 and above, female | SP.POP.80UP.FE | 166000 | 167000
ISRPopulation ages 80 and above, male | Israel | ISR | Population ages 80 and above, male | SP.POP.80UP.MA | 108000 | 109000
ISRPopulation, male | Israel | ISR | Population, male | SP.POP.TOTL.MA.IN | 4485000 | 4555000
ISRPopulation, total | Israel | ISR | Population, total | SP.POP.TOTL | 9018000 | 9152000
ISRPopulation, female | Israel | ISR | Population, female | SP.POP.TOTL.FE.IN | 4533000 | 4597000
ISRPopulation growth (annual %) | Israel | ISR | Population growth (annual %) | SP.POP.GROW | 0 | 0
ITAPopulation ages 0-14, female | Italy | ITA | Population ages 0-14, female | SP.POP.0014.FE.IN | 3855000 | 3797000
ITAPopulation ages 0-14, male | Italy | ITA | Population ages 0-14, male | SP.POP.0014.MA.IN | 4090000 | 4028000
ITAPopulation ages 00-04, female | Italy | ITA | Population ages 00-04, female | SP.POP.0004.FE | 1151000 | 1123000
ITAPopulation ages 00-04, male | Italy | ITA | Population ages 00-04, male | SP.POP.0004.MA | 1223000 | 1193000
ITAPopulation ages 05-09, female | Italy | ITA | Population ages 05-09, female | SP.POP.0509.FE | 1316000 | 1291000
ITAPopulation ages 05-09, male | Italy | ITA | Population ages 05-09, male | SP.POP.0509.MA | 1396000 | 1370000
ITAPopulation ages 10-14, female | Italy | ITA | Population ages 10-14, female | SP.POP.1014.FE | 1387000 | 1382000
ITAPopulation ages 10-14, male | Italy | ITA | Population ages 10-14, male | SP.POP.1014.MA | 1471000 | 1465000
ITAPopulation ages 15-19, female | Italy | ITA | Population ages 15-19, female | SP.POP.1519.FE | 1382000 | 1387000
ITAPopulation ages 15-19, male | Italy | ITA | Population ages 15-19, male | SP.POP.1519.MA | 1479000 | 1479000
ITAPopulation ages 20-24, female | Italy | ITA | Population ages 20-24, female | SP.POP.2024.FE | 1417000 | 1411000
ITAPopulation ages 20-24, male | Italy | ITA | Population ages 20-24, male | SP.POP.2024.MA | 1528000 | 1521000
ITAPopulation ages 25-29, female | Italy | ITA | Population ages 25-29, female | SP.POP.2529.FE | 1544000 | 1530000
ITAPopulation ages 25-29, male | Italy | ITA | Population ages 25-29, male | SP.POP.2529.MA | 1625000 | 1620000
ITAPopulation ages 30-34, female | Italy | ITA | Population ages 30-34, female | SP.POP.3034.FE | 1672000 | 1657000
ITAPopulation ages 30-34, male | Italy | ITA | Population ages 30-34, male | SP.POP.3034.MA | 1706000 | 1697000
ITAPopulation ages 35-39, female | Italy | ITA | Population ages 35-39, female | SP.POP.3539.FE | 1843000 | 1802000
ITAPopulation ages 35-39, male | Italy | ITA | Population ages 35-39, male | SP.POP.3539.MA | 1855000 | 1818000
ITAPopulation ages 40-44, female | Italy | ITA | Population ages 40-44, female | SP.POP.4044.FE | 2159000 | 2089000
ITAPopulation ages 40-44, male | Italy | ITA | Population ages 40-44, male | SP.POP.4044.MA | 2150000 | 2085000
ITAPopulation ages 45-49, female | Italy | ITA | Population ages 45-49, female | SP.POP.4549.FE | 2460000 | 2423000
ITAPopulation ages 45-49, male | Italy | ITA | Population ages 45-49, male | SP.POP.4549.MA | 2424000 | 2393000
ITAPopulation ages 50-54, female | Italy | ITA | Population ages 50-54, female | SP.POP.5054.FE | 2476000 | 2479000
ITAPopulation ages 50-54, male | Italy | ITA | Population ages 50-54, male | SP.POP.5054.MA | 2403000 | 2412000
ITAPopulation ages 55-59, male | Italy | ITA | Population ages 55-59, male | SP.POP.5559.MA | 2214000 | 2267000
ITAPopulation ages 55-59, female | Italy | ITA | Population ages 55-59, female | SP.POP.5559.FE | 2328000 | 2376000
ITAPopulation ages 65-69, male | Italy | ITA | Population ages 65-69, male | SP.POP.6569.MA | 1675000 | 1674000
ITAPopulation ages 65-69, female | Italy | ITA | Population ages 65-69, female | SP.POP.6569.FE | 1846000 | 1845000
ITAPopulation ages 60-64, female | Italy | ITA | Population ages 60-64, female | SP.POP.6064.FE | 1996000 | 2043000
ITAPopulation ages 60-64, male | Italy | ITA | Population ages 60-64, male | SP.POP.6064.MA | 1848000 | 1896000
ITAPopulation ages 70-74, female | Italy | ITA | Population ages 70-74, female | SP.POP.7074.FE | 1765000 | 1799000
ITAPopulation ages 70-74, male | Italy | ITA | Population ages 70-74, male | SP.POP.7074.MA | 1548000 | 1581000
ITAPopulation ages 75-79, female | Italy | ITA | Population ages 75-79, female | SP.POP.7579.FE | 1442000 | 1450000
ITAPopulation ages 75-79, male | Italy | ITA | Population ages 75-79, male | SP.POP.7579.MA | 1160000 | 1178000
ITAPopulation ages 80 and above, female | Italy | ITA | Population ages 80 and above, female | SP.POP.80UP.FE | 2795000 | 2827000
ITAPopulation ages 80 and above, male | Italy | ITA | Population ages 80 and above, male | SP.POP.80UP.MA | 1655000 | 1686000
ITAPopulation, male | Italy | ITA | Population, male | SP.POP.TOTL.MA.IN | 29359000 | 29334000
ITAPopulation, total | Italy | ITA | Population, total | SP.POP.TOTL | 60340000 | 60250000
ITAPopulation, female | Italy | ITA | Population, female | SP.POP.TOTL.FE.IN | 30981000 | 30915000
ITAPopulation growth (annual %) | Italy | ITA | Population growth (annual %) | SP.POP.GROW | 0 | 0
JAMPopulation ages 0-14, female | Jamaica | JAM | Population ages 0-14, female | SP.POP.0014.FE.IN | 340000 | 339000
JAMPopulation ages 0-14, male | Jamaica | JAM | Population ages 0-14, male | SP.POP.0014.MA.IN | 353000 | 352000
JAMPopulation ages 00-04, female | Jamaica | JAM | Population ages 00-04, female | SP.POP.0004.FE | 114000 | 113000
JAMPopulation ages 00-04, male | Jamaica | JAM | Population ages 00-04, male | SP.POP.0004.MA | 119000 | 118000
JAMPopulation ages 05-09, female | Jamaica | JAM | Population ages 05-09, female | SP.POP.0509.FE | 114000 | 115000
JAMPopulation ages 05-09, male | Jamaica | JAM | Population ages 05-09, male | SP.POP.0509.MA | 118000 | 119000
JAMPopulation ages 10-14, female | Jamaica | JAM | Population ages 10-14, female | SP.POP.1014.FE | 112000 | 112000
JAMPopulation ages 10-14, male | Jamaica | JAM | Population ages 10-14, male | SP.POP.1014.MA | 116000 | 115000
JAMPopulation ages 15-19, female | Jamaica | JAM | Population ages 15-19, female | SP.POP.1519.FE | 120000 | 117000
JAMPopulation ages 15-19, male | Jamaica | JAM | Population ages 15-19, male | SP.POP.1519.MA | 126000 | 122000
JAMPopulation ages 20-24, female | Jamaica | JAM | Population ages 20-24, female | SP.POP.2024.FE | 130000 | 128000
JAMPopulation ages 20-24, male | Jamaica | JAM | Population ages 20-24, male | SP.POP.2024.MA | 135000 | 133000
JAMPopulation ages 25-29, female | Jamaica | JAM | Population ages 25-29, female | SP.POP.2529.FE | 125000 | 125000
JAMPopulation ages 25-29, male | Jamaica | JAM | Population ages 25-29, male | SP.POP.2529.MA | 128000 | 129000
JAMPopulation ages 30-34, female | Jamaica | JAM | Population ages 30-34, female | SP.POP.3034.FE | 114000 | 115000
JAMPopulation ages 30-34, male | Jamaica | JAM | Population ages 30-34, male | SP.POP.3034.MA | 116000 | 117000
JAMPopulation ages 35-39, female | Jamaica | JAM | Population ages 35-39, female | SP.POP.3539.FE | 106000 | 108000
JAMPopulation ages 35-39, male | Jamaica | JAM | Population ages 35-39, male | SP.POP.3539.MA | 99000 | 103000
JAMPopulation ages 40-44, female | Jamaica | JAM | Population ages 40-44, female | SP.POP.4044.FE | 94000 | 95000
JAMPopulation ages 40-44, male | Jamaica | JAM | Population ages 40-44, male | SP.POP.4044.MA | 84000 | 84000
JAMPopulation ages 45-49, female | Jamaica | JAM | Population ages 45-49, female | SP.POP.4549.FE | 94000 | 94000
JAMPopulation ages 45-49, male | Jamaica | JAM | Population ages 45-49, male | SP.POP.4549.MA | 86000 | 85000
JAMPopulation ages 50-54, female | Jamaica | JAM | Population ages 50-54, female | SP.POP.5054.FE | 88000 | 89000
JAMPopulation ages 50-54, male | Jamaica | JAM | Population ages 50-54, male | SP.POP.5054.MA | 82000 | 82000
JAMPopulation ages 55-59, male | Jamaica | JAM | Population ages 55-59, male | SP.POP.5559.MA | 71000 | 73000
JAMPopulation ages 55-59, female | Jamaica | JAM | Population ages 55-59, female | SP.POP.5559.FE | 75000 | 76000
JAMPopulation ages 65-69, male | Jamaica | JAM | Population ages 65-69, male | SP.POP.6569.MA | 43000 | 44000
JAMPopulation ages 65-69, female | Jamaica | JAM | Population ages 65-69, female | SP.POP.6569.FE | 44000 | 46000
JAMPopulation ages 60-64, female | Jamaica | JAM | Population ages 60-64, female | SP.POP.6064.FE | 64000 | 66000
JAMPopulation ages 60-64, male | Jamaica | JAM | Population ages 60-64, male | SP.POP.6064.MA | 56000 | 58000
JAMPopulation ages 70-74, female | Jamaica | JAM | Population ages 70-74, female | SP.POP.7074.FE | 35000 | 36000
JAMPopulation ages 70-74, male | Jamaica | JAM | Population ages 70-74, male | SP.POP.7074.MA | 34000 | 35000
JAMPopulation ages 75-79, female | Jamaica | JAM | Population ages 75-79, female | SP.POP.7579.FE | 25000 | 25000
JAMPopulation ages 75-79, male | Jamaica | JAM | Population ages 75-79, male | SP.POP.7579.MA | 23000 | 23000
JAMPopulation ages 80 and above, female | Jamaica | JAM | Population ages 80 and above, female | SP.POP.80UP.FE | 31000 | 31000
JAMPopulation ages 80 and above, male | Jamaica | JAM | Population ages 80 and above, male | SP.POP.80UP.MA | 28000 | 28000
JAMPopulation, male | Jamaica | JAM | Population, male | SP.POP.TOTL.MA.IN | 1464000 | 1470000
JAMPopulation, total | Jamaica | JAM | Population, total | SP.POP.TOTL | 2948000 | 2961000
JAMPopulation, female | Jamaica | JAM | Population, female | SP.POP.TOTL.FE.IN | 1485000 | 1492000
JAMPopulation growth (annual %) | Jamaica | JAM | Population growth (annual %) | SP.POP.GROW | 0 | 0
JPNPopulation ages 0-14, female | Japan | JPN | Population ages 0-14, female | SP.POP.0014.FE.IN | 7715000 | 7611000
JPNPopulation ages 0-14, male | Japan | JPN | Population ages 0-14, male | SP.POP.0014.MA.IN | 8139000 | 8032000
JPNPopulation ages 00-04, female | Japan | JPN | Population ages 00-04, female | SP.POP.0004.FE | 2372000 | 2310000
JPNPopulation ages 00-04, male | Japan | JPN | Population ages 00-04, male | SP.POP.0004.MA | 2504000 | 2438000
JPNPopulation ages 05-09, female | Japan | JPN | Population ages 05-09, female | SP.POP.0509.FE | 2640000 | 2611000
JPNPopulation ages 05-09, male | Japan | JPN | Population ages 05-09, male | SP.POP.0509.MA | 2785000 | 2756000
JPNPopulation ages 10-14, female | Japan | JPN | Population ages 10-14, female | SP.POP.1014.FE | 2703000 | 2690000
JPNPopulation ages 10-14, male | Japan | JPN | Population ages 10-14, male | SP.POP.1014.MA | 2851000 | 2838000
JPNPopulation ages 15-19, female | Japan | JPN | Population ages 15-19, female | SP.POP.1519.FE | 2783000 | 2758000
JPNPopulation ages 15-19, male | Japan | JPN | Population ages 15-19, male | SP.POP.1519.MA | 2933000 | 2908000
JPNPopulation ages 20-24, female | Japan | JPN | Population ages 20-24, female | SP.POP.2024.FE | 2921000 | 2902000
JPNPopulation ages 20-24, male | Japan | JPN | Population ages 20-24, male | SP.POP.2024.MA | 3074000 | 3056000
JPNPopulation ages 25-29, female | Japan | JPN | Population ages 25-29, female | SP.POP.2529.FE | 3024000 | 2980000
JPNPopulation ages 25-29, male | Japan | JPN | Population ages 25-29, male | SP.POP.2529.MA | 3176000 | 3131000
JPNPopulation ages 30-34, female | Japan | JPN | Population ages 30-34, female | SP.POP.3034.FE | 3374000 | 3293000
JPNPopulation ages 30-34, male | Japan | JPN | Population ages 30-34, male | SP.POP.3034.MA | 3537000 | 3453000
JPNPopulation ages 35-39, female | Japan | JPN | Population ages 35-39, female | SP.POP.3539.FE | 3798000 | 3723000
JPNPopulation ages 35-39, male | Japan | JPN | Population ages 35-39, male | SP.POP.3539.MA | 3964000 | 3893000
JPNPopulation ages 40-44, female | Japan | JPN | Population ages 40-44, female | SP.POP.4044.FE | 4297000 | 4134000
JPNPopulation ages 40-44, male | Japan | JPN | Population ages 40-44, male | SP.POP.4044.MA | 4448000 | 4279000
JPNPopulation ages 45-49, female | Japan | JPN | Population ages 45-49, female | SP.POP.4549.FE | 4867000 | 4884000
JPNPopulation ages 45-49, male | Japan | JPN | Population ages 45-49, male | SP.POP.4549.MA | 5029000 | 5056000
JPNPopulation ages 50-54, female | Japan | JPN | Population ages 50-54, female | SP.POP.5054.FE | 4162000 | 4266000
JPNPopulation ages 50-54, male | Japan | JPN | Population ages 50-54, male | SP.POP.5054.MA | 4226000 | 4337000
JPNPopulation ages 55-59, male | Japan | JPN | Population ages 55-59, male | SP.POP.5559.MA | 3891000 | 3939000
JPNPopulation ages 55-59, female | Japan | JPN | Population ages 55-59, female | SP.POP.5559.FE | 3846000 | 3893000
JPNPopulation ages 65-69, male | Japan | JPN | Population ages 65-69, male | SP.POP.6569.MA | 4212000 | 4070000
JPNPopulation ages 65-69, female | Japan | JPN | Population ages 65-69, female | SP.POP.6569.FE | 4427000 | 4256000
JPNPopulation ages 60-64, female | Japan | JPN | Population ages 60-64, female | SP.POP.6064.FE | 3809000 | 3738000
JPNPopulation ages 60-64, male | Japan | JPN | Population ages 60-64, male | SP.POP.6064.MA | 3772000 | 3709000
JPNPopulation ages 70-74, female | Japan | JPN | Population ages 70-74, female | SP.POP.7074.FE | 4742000 | 4784000
JPNPopulation ages 70-74, male | Japan | JPN | Population ages 70-74, male | SP.POP.7074.MA | 4224000 | 4285000
JPNPopulation ages 75-79, female | Japan | JPN | Population ages 75-79, female | SP.POP.7579.FE | 3743000 | 3872000
JPNPopulation ages 75-79, male | Japan | JPN | Population ages 75-79, male | SP.POP.7579.MA | 3011000 | 3140000
JPNPopulation ages 80 and above, female | Japan | JPN | Population ages 80 and above, female | SP.POP.80UP.FE | 7011000 | 7211000
JPNPopulation ages 80 and above, male | Japan | JPN | Population ages 80 and above, male | SP.POP.80UP.MA | 3941000 | 4067000
JPNPopulation, male | Japan | JPN | Population, male | SP.POP.TOTL.MA.IN | 61578000 | 61355000
JPNPopulation, total | Japan | JPN | Population, total | SP.POP.TOTL | 126097000 | 125661000
JPNPopulation, female | Japan | JPN | Population, female | SP.POP.TOTL.FE.IN | 64520000 | 64306000
JPNPopulation growth (annual %) | Japan | JPN | Population growth (annual %) | SP.POP.GROW | 0 | 0
JORPopulation ages 0-14, female | Jordan | JOR | Population ages 0-14, female | SP.POP.0014.FE.IN | 1666000 | 1645000
JORPopulation ages 0-14, male | Jordan | JOR | Population ages 0-14, male | SP.POP.0014.MA.IN | 1725000 | 1708000
JORPopulation ages 00-04, female | Jordan | JOR | Population ages 00-04, female | SP.POP.0004.FE | 531000 | 516000
JORPopulation ages 00-04, male | Jordan | JOR | Population ages 00-04, male | SP.POP.0004.MA | 557000 | 543000
JORPopulation ages 05-09, female | Jordan | JOR | Population ages 05-09, female | SP.POP.0509.FE | 575000 | 566000
JORPopulation ages 05-09, male | Jordan | JOR | Population ages 05-09, male | SP.POP.0509.MA | 595000 | 588000
JORPopulation ages 10-14, female | Jordan | JOR | Population ages 10-14, female | SP.POP.1014.FE | 560000 | 563000
JORPopulation ages 10-14, male | Jordan | JOR | Population ages 10-14, male | SP.POP.1014.MA | 573000 | 577000
JORPopulation ages 15-19, female | Jordan | JOR | Population ages 15-19, female | SP.POP.1519.FE | 509000 | 515000
JORPopulation ages 15-19, male | Jordan | JOR | Population ages 15-19, male | SP.POP.1519.MA | 518000 | 525000
JORPopulation ages 20-24, female | Jordan | JOR | Population ages 20-24, female | SP.POP.2024.FE | 461000 | 466000
JORPopulation ages 20-24, male | Jordan | JOR | Population ages 20-24, male | SP.POP.2024.MA | 469000 | 474000
JORPopulation ages 25-29, female | Jordan | JOR | Population ages 25-29, female | SP.POP.2529.FE | 422000 | 428000
JORPopulation ages 25-29, male | Jordan | JOR | Population ages 25-29, male | SP.POP.2529.MA | 429000 | 435000
JORPopulation ages 30-34, female | Jordan | JOR | Population ages 30-34, female | SP.POP.3034.FE | 380000 | 384000
JORPopulation ages 30-34, male | Jordan | JOR | Population ages 30-34, male | SP.POP.3034.MA | 389000 | 393000
JORPopulation ages 35-39, female | Jordan | JOR | Population ages 35-39, female | SP.POP.3539.FE | 343000 | 350000
JORPopulation ages 35-39, male | Jordan | JOR | Population ages 35-39, male | SP.POP.3539.MA | 357000 | 363000
JORPopulation ages 40-44, female | Jordan | JOR | Population ages 40-44, female | SP.POP.4044.FE | 289000 | 295000
JORPopulation ages 40-44, male | Jordan | JOR | Population ages 40-44, male | SP.POP.4044.MA | 306000 | 311000
JORPopulation ages 45-49, female | Jordan | JOR | Population ages 45-49, female | SP.POP.4549.FE | 251000 | 258000
JORPopulation ages 45-49, male | Jordan | JOR | Population ages 45-49, male | SP.POP.4549.MA | 271000 | 277000
JORPopulation ages 50-54, female | Jordan | JOR | Population ages 50-54, female | SP.POP.5054.FE | 202000 | 209000
JORPopulation ages 50-54, male | Jordan | JOR | Population ages 50-54, male | SP.POP.5054.MA | 215000 | 224000
JORPopulation ages 55-59, male | Jordan | JOR | Population ages 55-59, male | SP.POP.5559.MA | 152000 | 162000
JORPopulation ages 55-59, female | Jordan | JOR | Population ages 55-59, female | SP.POP.5559.FE | 152000 | 160000
JORPopulation ages 65-69, male | Jordan | JOR | Population ages 65-69, male | SP.POP.6569.MA | 70000 | 72000
JORPopulation ages 65-69, female | Jordan | JOR | Population ages 65-69, female | SP.POP.6569.FE | 74000 | 77000
JORPopulation ages 60-64, female | Jordan | JOR | Population ages 60-64, female | SP.POP.6064.FE | 105000 | 111000
JORPopulation ages 60-64, male | Jordan | JOR | Population ages 60-64, male | SP.POP.6064.MA | 100000 | 106000
JORPopulation ages 70-74, female | Jordan | JOR | Population ages 70-74, female | SP.POP.7074.FE | 59000 | 60000
JORPopulation ages 70-74, male | Jordan | JOR | Population ages 70-74, male | SP.POP.7074.MA | 51000 | 52000
JORPopulation ages 75-79, female | Jordan | JOR | Population ages 75-79, female | SP.POP.7579.FE | 42000 | 43000
JORPopulation ages 75-79, male | Jordan | JOR | Population ages 75-79, male | SP.POP.7579.MA | 36000 | 36000
JORPopulation ages 80 and above, female | Jordan | JOR | Population ages 80 and above, female | SP.POP.80UP.FE | 34000 | 36000
JORPopulation ages 80 and above, male | Jordan | JOR | Population ages 80 and above, male | SP.POP.80UP.MA | 28000 | 28000
JORPopulation, male | Jordan | JOR | Population, male | SP.POP.TOTL.MA.IN | 5113000 | 5166000
JORPopulation, total | Jordan | JOR | Population, total | SP.POP.TOTL | 10102000 | 10203000
JORPopulation, female | Jordan | JOR | Population, female | SP.POP.TOTL.FE.IN | 4988000 | 5037000
JORPopulation growth (annual %) | Jordan | JOR | Population growth (annual %) | SP.POP.GROW | 0 | 0
KAZPopulation ages 0-14, female | Kazakhstan | KAZ | Population ages 0-14, female | SP.POP.0014.FE.IN | 2589000 | 2638000
KAZPopulation ages 0-14, male | Kazakhstan | KAZ | Population ages 0-14, male | SP.POP.0014.MA.IN | 2745000 | 2799000
KAZPopulation ages 00-04, female | Kazakhstan | KAZ | Population ages 00-04, female | SP.POP.0004.FE | 939000 | 924000
KAZPopulation ages 00-04, male | Kazakhstan | KAZ | Population ages 00-04, male | SP.POP.0004.MA | 1000000 | 984000
KAZPopulation ages 05-09, female | Kazakhstan | KAZ | Population ages 05-09, female | SP.POP.0509.FE | 923000 | 940000
KAZPopulation ages 05-09, male | Kazakhstan | KAZ | Population ages 05-09, male | SP.POP.0509.MA | 976000 | 995000
KAZPopulation ages 10-14, female | Kazakhstan | KAZ | Population ages 10-14, female | SP.POP.1014.FE | 727000 | 774000
KAZPopulation ages 10-14, male | Kazakhstan | KAZ | Population ages 10-14, male | SP.POP.1014.MA | 769000 | 820000
KAZPopulation ages 15-19, female | Kazakhstan | KAZ | Population ages 15-19, female | SP.POP.1519.FE | 520000 | 541000
KAZPopulation ages 15-19, male | Kazakhstan | KAZ | Population ages 15-19, male | SP.POP.1519.MA | 547000 | 568000
KAZPopulation ages 20-24, female | Kazakhstan | KAZ | Population ages 20-24, female | SP.POP.2024.FE | 565000 | 533000
KAZPopulation ages 20-24, male | Kazakhstan | KAZ | Population ages 20-24, male | SP.POP.2024.MA | 591000 | 560000
KAZPopulation ages 25-29, female | Kazakhstan | KAZ | Population ages 25-29, female | SP.POP.2529.FE | 769000 | 728000
KAZPopulation ages 25-29, male | Kazakhstan | KAZ | Population ages 25-29, male | SP.POP.2529.MA | 769000 | 735000
KAZPopulation ages 30-34, female | Kazakhstan | KAZ | Population ages 30-34, female | SP.POP.3034.FE | 823000 | 837000
KAZPopulation ages 30-34, male | Kazakhstan | KAZ | Population ages 30-34, male | SP.POP.3034.MA | 798000 | 810000
KAZPopulation ages 35-39, female | Kazakhstan | KAZ | Population ages 35-39, female | SP.POP.3539.FE | 643000 | 665000
KAZPopulation ages 35-39, male | Kazakhstan | KAZ | Population ages 35-39, male | SP.POP.3539.MA | 641000 | 662000
KAZPopulation ages 40-44, female | Kazakhstan | KAZ | Population ages 40-44, female | SP.POP.4044.FE | 594000 | 599000
KAZPopulation ages 40-44, male | Kazakhstan | KAZ | Population ages 40-44, male | SP.POP.4044.MA | 572000 | 577000
KAZPopulation ages 45-49, female | Kazakhstan | KAZ | Population ages 45-49, female | SP.POP.4549.FE | 557000 | 565000
KAZPopulation ages 45-49, male | Kazakhstan | KAZ | Population ages 45-49, male | SP.POP.4549.MA | 521000 | 530000
KAZPopulation ages 50-54, female | Kazakhstan | KAZ | Population ages 50-54, female | SP.POP.5054.FE | 527000 | 516000
KAZPopulation ages 50-54, male | Kazakhstan | KAZ | Population ages 50-54, male | SP.POP.5054.MA | 463000 | 456000
KAZPopulation ages 55-59, male | Kazakhstan | KAZ | Population ages 55-59, male | SP.POP.5559.MA | 476000 | 482000
KAZPopulation ages 55-59, female | Kazakhstan | KAZ | Population ages 55-59, female | SP.POP.5559.FE | 567000 | 573000
KAZPopulation ages 65-69, male | Kazakhstan | KAZ | Population ages 65-69, male | SP.POP.6569.MA | 230000 | 246000
KAZPopulation ages 65-69, female | Kazakhstan | KAZ | Population ages 65-69, female | SP.POP.6569.FE | 353000 | 377000
KAZPopulation ages 60-64, female | Kazakhstan | KAZ | Population ages 60-64, female | SP.POP.6064.FE | 442000 | 455000
KAZPopulation ages 60-64, male | Kazakhstan | KAZ | Population ages 60-64, male | SP.POP.6064.MA | 336000 | 351000
KAZPopulation ages 70-74, female | Kazakhstan | KAZ | Population ages 70-74, female | SP.POP.7074.FE | 185000 | 200000
KAZPopulation ages 70-74, male | Kazakhstan | KAZ | Population ages 70-74, male | SP.POP.7074.MA | 108000 | 118000
KAZPopulation ages 75-79, female | Kazakhstan | KAZ | Population ages 75-79, female | SP.POP.7579.FE | 166000 | 157000
KAZPopulation ages 75-79, male | Kazakhstan | KAZ | Population ages 75-79, male | SP.POP.7579.MA | 78000 | 74000
KAZPopulation ages 80 and above, female | Kazakhstan | KAZ | Population ages 80 and above, female | SP.POP.80UP.FE | 209000 | 217000
KAZPopulation ages 80 and above, male | Kazakhstan | KAZ | Population ages 80 and above, male | SP.POP.80UP.MA | 85000 | 85000
KAZPopulation, male | Kazakhstan | KAZ | Population, male | SP.POP.TOTL.MA.IN | 8960000 | 9053000
KAZPopulation, total | Kazakhstan | KAZ | Population, total | SP.POP.TOTL | 18469000 | 18654000
KAZPopulation, female | Kazakhstan | KAZ | Population, female | SP.POP.TOTL.FE.IN | 9509000 | 9600000
KAZPopulation growth (annual %) | Kazakhstan | KAZ | Population growth (annual %) | SP.POP.GROW | 0 | 0
KENPopulation ages 0-14, female | Kenya | KEN | Population ages 0-14, female | SP.POP.0014.FE.IN | 10217000 | 10288000
KENPopulation ages 0-14, male | Kenya | KEN | Population ages 0-14, male | SP.POP.0014.MA.IN | 10388000 | 10462000
KENPopulation ages 00-04, female | Kenya | KEN | Population ages 00-04, female | SP.POP.0004.FE | 3471000 | 3486000
KENPopulation ages 00-04, male | Kenya | KEN | Population ages 00-04, male | SP.POP.0004.MA | 3539000 | 3558000
KENPopulation ages 05-09, female | Kenya | KEN | Population ages 05-09, female | SP.POP.0509.FE | 3458000 | 3461000
KENPopulation ages 05-09, male | Kenya | KEN | Population ages 05-09, male | SP.POP.0509.MA | 3508000 | 3508000
KENPopulation ages 10-14, female | Kenya | KEN | Population ages 10-14, female | SP.POP.1014.FE | 3288000 | 3341000
KENPopulation ages 10-14, male | Kenya | KEN | Population ages 10-14, male | SP.POP.1014.MA | 3342000 | 3395000
KENPopulation ages 15-19, female | Kenya | KEN | Population ages 15-19, female | SP.POP.1519.FE | 2918000 | 2989000
KENPopulation ages 15-19, male | Kenya | KEN | Population ages 15-19, male | SP.POP.1519.MA | 2946000 | 3022000
KENPopulation ages 20-24, female | Kenya | KEN | Population ages 20-24, female | SP.POP.2024.FE | 2534000 | 2617000
KENPopulation ages 20-24, male | Kenya | KEN | Population ages 20-24, male | SP.POP.2024.MA | 2532000 | 2619000
KENPopulation ages 25-29, female | Kenya | KEN | Population ages 25-29, female | SP.POP.2529.FE | 2147000 | 2191000
KENPopulation ages 25-29, male | Kenya | KEN | Population ages 25-29, male | SP.POP.2529.MA | 2122000 | 2167000
KENPopulation ages 30-34, female | Kenya | KEN | Population ages 30-34, female | SP.POP.3034.FE | 1994000 | 2030000
KENPopulation ages 30-34, male | Kenya | KEN | Population ages 30-34, male | SP.POP.3034.MA | 1956000 | 1993000
KENPopulation ages 35-39, female | Kenya | KEN | Population ages 35-39, female | SP.POP.3539.FE | 1683000 | 1743000
KENPopulation ages 35-39, male | Kenya | KEN | Population ages 35-39, male | SP.POP.3539.MA | 1647000 | 1704000
KENPopulation ages 40-44, female | Kenya | KEN | Population ages 40-44, female | SP.POP.4044.FE | 1338000 | 1397000
KENPopulation ages 40-44, male | Kenya | KEN | Population ages 40-44, male | SP.POP.4044.MA | 1306000 | 1362000
KENPopulation ages 45-49, female | Kenya | KEN | Population ages 45-49, female | SP.POP.4549.FE | 1038000 | 1088000
KENPopulation ages 45-49, male | Kenya | KEN | Population ages 45-49, male | SP.POP.4549.MA | 1006000 | 1055000
KENPopulation ages 50-54, female | Kenya | KEN | Population ages 50-54, female | SP.POP.5054.FE | 784000 | 822000
KENPopulation ages 50-54, male | Kenya | KEN | Population ages 50-54, male | SP.POP.5054.MA | 744000 | 782000
KENPopulation ages 55-59, male | Kenya | KEN | Population ages 55-59, male | SP.POP.5559.MA | 547000 | 574000
KENPopulation ages 55-59, female | Kenya | KEN | Population ages 55-59, female | SP.POP.5559.FE | 601000 | 628000
KENPopulation ages 65-69, male | Kenya | KEN | Population ages 65-69, male | SP.POP.6569.MA | 264000 | 279000
KENPopulation ages 65-69, female | Kenya | KEN | Population ages 65-69, female | SP.POP.6569.FE | 333000 | 351000
KENPopulation ages 60-64, female | Kenya | KEN | Population ages 60-64, female | SP.POP.6064.FE | 458000 | 477000
KENPopulation ages 60-64, male | Kenya | KEN | Population ages 60-64, male | SP.POP.6064.MA | 392000 | 411000
KENPopulation ages 70-74, female | Kenya | KEN | Population ages 70-74, female | SP.POP.7074.FE | 204000 | 220000
KENPopulation ages 70-74, male | Kenya | KEN | Population ages 70-74, male | SP.POP.7074.MA | 149000 | 161000
KENPopulation ages 75-79, female | Kenya | KEN | Population ages 75-79, female | SP.POP.7579.FE | 110000 | 117000
KENPopulation ages 75-79, male | Kenya | KEN | Population ages 75-79, male | SP.POP.7579.MA | 72000 | 76000
KENPopulation ages 80 and above, female | Kenya | KEN | Population ages 80 and above, female | SP.POP.80UP.FE | 93000 | 94000
KENPopulation ages 80 and above, male | Kenya | KEN | Population ages 80 and above, male | SP.POP.80UP.MA | 50000 | 50000
KENPopulation, male | Kenya | KEN | Population, male | SP.POP.TOTL.MA.IN | 26122000 | 26719000
KENPopulation, total | Kenya | KEN | Population, total | SP.POP.TOTL | 52574000 | 53771000
KENPopulation, female | Kenya | KEN | Population, female | SP.POP.TOTL.FE.IN | 26452000 | 27053000
KENPopulation growth (annual %) | Kenya | KEN | Population growth (annual %) | SP.POP.GROW | 0 | 0
KIRPopulation ages 0-14, female | Kiribati | KIR | Population ages 0-14, female | SP.POP.0014.FE.IN | 20000 | 21000
KIRPopulation ages 0-14, male | Kiribati | KIR | Population ages 0-14, male | SP.POP.0014.MA.IN | 22000 | 22000
KIRPopulation ages 00-04, female | Kiribati | KIR | Population ages 00-04, female | SP.POP.0004.FE | 7200 | 7400
KIRPopulation ages 00-04, male | Kiribati | KIR | Population ages 00-04, male | SP.POP.0004.MA | 7700 | 7800
KIRPopulation ages 05-09, female | Kiribati | KIR | Population ages 05-09, female | SP.POP.0509.FE | 6900 | 6800
KIRPopulation ages 05-09, male | Kiribati | KIR | Population ages 05-09, male | SP.POP.0509.MA | 7400 | 7500
KIRPopulation ages 10-14, female | Kiribati | KIR | Population ages 10-14, female | SP.POP.1014.FE | 6300 | 6600
KIRPopulation ages 10-14, male | Kiribati | KIR | Population ages 10-14, male | SP.POP.1014.MA | 6500 | 6800
KIRPopulation ages 15-19, female | Kiribati | KIR | Population ages 15-19, female | SP.POP.1519.FE | 5000 | 5000
KIRPopulation ages 15-19, male | Kiribati | KIR | Population ages 15-19, male | SP.POP.1519.MA | 5200 | 5200
KIRPopulation ages 20-24, female | Kiribati | KIR | Population ages 20-24, female | SP.POP.2024.FE | 5500 | 5400
KIRPopulation ages 20-24, male | Kiribati | KIR | Population ages 20-24, male | SP.POP.2024.MA | 5500 | 5500
KIRPopulation ages 25-29, female | Kiribati | KIR | Population ages 25-29, female | SP.POP.2529.FE | 4800 | 4800
KIRPopulation ages 25-29, male | Kiribati | KIR | Population ages 25-29, male | SP.POP.2529.MA | 4800 | 4800
KIRPopulation ages 30-34, female | Kiribati | KIR | Population ages 30-34, female | SP.POP.3034.FE | 4700 | 4700
KIRPopulation ages 30-34, male | Kiribati | KIR | Population ages 30-34, male | SP.POP.3034.MA | 4300 | 4400
KIRPopulation ages 35-39, female | Kiribati | KIR | Population ages 35-39, female | SP.POP.3539.FE | 3800 | 4000
KIRPopulation ages 35-39, male | Kiribati | KIR | Population ages 35-39, male | SP.POP.3539.MA | 3500 | 3600
KIRPopulation ages 40-44, female | Kiribati | KIR | Population ages 40-44, female | SP.POP.4044.FE | 3100 | 3300
KIRPopulation ages 40-44, male | Kiribati | KIR | Population ages 40-44, male | SP.POP.4044.MA | 2900 | 3000
KIRPopulation ages 45-49, female | Kiribati | KIR | Population ages 45-49, female | SP.POP.4549.FE | 2600 | 2600
KIRPopulation ages 45-49, male | Kiribati | KIR | Population ages 45-49, male | SP.POP.4549.MA | 2400 | 2300
KIRPopulation ages 50-54, female | Kiribati | KIR | Population ages 50-54, female | SP.POP.5054.FE | 2900 | 2900
KIRPopulation ages 50-54, male | Kiribati | KIR | Population ages 50-54, male | SP.POP.5054.MA | 2500 | 2500
KIRPopulation ages 55-59, male | Kiribati | KIR | Population ages 55-59, male | SP.POP.5559.MA | 2100 | 2200
KIRPopulation ages 55-59, female | Kiribati | KIR | Population ages 55-59, female | SP.POP.5559.FE | 2300 | 2400
KIRPopulation ages 65-69, male | Kiribati | KIR | Population ages 65-69, male | SP.POP.6569.MA | 800 | 900
KIRPopulation ages 65-69, female | Kiribati | KIR | Population ages 65-69, female | SP.POP.6569.FE | 1200 | 1200
KIRPopulation ages 60-64, female | Kiribati | KIR | Population ages 60-64, female | SP.POP.6064.FE | 1600 | 1700
KIRPopulation ages 60-64, male | Kiribati | KIR | Population ages 60-64, male | SP.POP.6064.MA | 1300 | 1400
KIRPopulation ages 70-74, female | Kiribati | KIR | Population ages 70-74, female | SP.POP.7074.FE | 900 | 900
KIRPopulation ages 70-74, male | Kiribati | KIR | Population ages 70-74, male | SP.POP.7074.MA | 500 | 600
KIRPopulation ages 75-79, female | Kiribati | KIR | Population ages 75-79, female | SP.POP.7579.FE | 600 | 600
KIRPopulation ages 75-79, male | Kiribati | KIR | Population ages 75-79, male | SP.POP.7579.MA | 200 | 300
KIRPopulation ages 80 and above, female | Kiribati | KIR | Population ages 80 and above, female | SP.POP.80UP.FE | 400 | 400
KIRPopulation ages 80 and above, male | Kiribati | KIR | Population ages 80 and above, male | SP.POP.80UP.MA | 200 | 200
KIRPopulation, male | Kiribati | KIR | Population, male | SP.POP.TOTL.MA.IN | 58000 | 59000
KIRPopulation, total | Kiribati | KIR | Population, total | SP.POP.TOTL | 118000 | 119000
KIRPopulation, female | Kiribati | KIR | Population, female | SP.POP.TOTL.FE.IN | 60000 | 61000
KIRPopulation growth (annual %) | Kiribati | KIR | Population growth (annual %) | SP.POP.GROW | 0 | 0
PRKPopulation ages 0-14, female | Korea, Dem. People’s Rep. | PRK | Population ages 0-14, female | SP.POP.0014.FE.IN | 2508000 | 2499000
PRKPopulation ages 0-14, male | Korea, Dem. People’s Rep. | PRK | Population ages 0-14, male | SP.POP.0014.MA.IN | 2624000 | 2616000
PRKPopulation ages 00-04, female | Korea, Dem. People’s Rep. | PRK | Population ages 00-04, female | SP.POP.0004.FE | 851000 | 852000
PRKPopulation ages 00-04, male | Korea, Dem. People’s Rep. | PRK | Population ages 00-04, male | SP.POP.0004.MA | 892000 | 894000
PRKPopulation ages 05-09, female | Korea, Dem. People’s Rep. | PRK | Population ages 05-09, female | SP.POP.0509.FE | 817000 | 823000
PRKPopulation ages 05-09, male | Korea, Dem. People’s Rep. | PRK | Population ages 05-09, male | SP.POP.0509.MA | 855000 | 862000
PRKPopulation ages 10-14, female | Korea, Dem. People’s Rep. | PRK | Population ages 10-14, female | SP.POP.1014.FE | 840000 | 824000
PRKPopulation ages 10-14, male | Korea, Dem. People’s Rep. | PRK | Population ages 10-14, male | SP.POP.1014.MA | 876000 | 861000
PRKPopulation ages 15-19, female | Korea, Dem. People’s Rep. | PRK | Population ages 15-19, female | SP.POP.1519.FE | 932000 | 919000
PRKPopulation ages 15-19, male | Korea, Dem. People’s Rep. | PRK | Population ages 15-19, male | SP.POP.1519.MA | 972000 | 957000
PRKPopulation ages 20-24, female | Korea, Dem. People’s Rep. | PRK | Population ages 20-24, female | SP.POP.2024.FE | 956000 | 948000
PRKPopulation ages 20-24, male | Korea, Dem. People’s Rep. | PRK | Population ages 20-24, male | SP.POP.2024.MA | 1001000 | 993000
PRKPopulation ages 25-29, female | Korea, Dem. People’s Rep. | PRK | Population ages 25-29, female | SP.POP.2529.FE | 969000 | 974000
PRKPopulation ages 25-29, male | Korea, Dem. People’s Rep. | PRK | Population ages 25-29, male | SP.POP.2529.MA | 1004000 | 1010000
PRKPopulation ages 30-34, female | Korea, Dem. People’s Rep. | PRK | Population ages 30-34, female | SP.POP.3034.FE | 907000 | 911000
PRKPopulation ages 30-34, male | Korea, Dem. People’s Rep. | PRK | Population ages 30-34, male | SP.POP.3034.MA | 935000 | 940000
PRKPopulation ages 35-39, female | Korea, Dem. People’s Rep. | PRK | Population ages 35-39, female | SP.POP.3539.FE | 860000 | 884000
PRKPopulation ages 35-39, male | Korea, Dem. People’s Rep. | PRK | Population ages 35-39, male | SP.POP.3539.MA | 882000 | 907000
PRKPopulation ages 40-44, female | Korea, Dem. People’s Rep. | PRK | Population ages 40-44, female | SP.POP.4044.FE | 810000 | 772000
PRKPopulation ages 40-44, male | Korea, Dem. People’s Rep. | PRK | Population ages 40-44, male | SP.POP.4044.MA | 822000 | 785000
PRKPopulation ages 45-49, female | Korea, Dem. People’s Rep. | PRK | Population ages 45-49, female | SP.POP.4549.FE | 1115000 | 1077000
PRKPopulation ages 45-49, male | Korea, Dem. People’s Rep. | PRK | Population ages 45-49, male | SP.POP.4549.MA | 1117000 | 1081000
PRKPopulation ages 50-54, female | Korea, Dem. People’s Rep. | PRK | Population ages 50-54, female | SP.POP.5054.FE | 1029000 | 1078000
PRKPopulation ages 50-54, male | Korea, Dem. People’s Rep. | PRK | Population ages 50-54, male | SP.POP.5054.MA | 1012000 | 1062000
PRKPopulation ages 55-59, male | Korea, Dem. People’s Rep. | PRK | Population ages 55-59, male | SP.POP.5559.MA | 708000 | 722000
PRKPopulation ages 55-59, female | Korea, Dem. People’s Rep. | PRK | Population ages 55-59, female | SP.POP.5559.FE | 750000 | 760000
PRKPopulation ages 65-69, male | Korea, Dem. People’s Rep. | PRK | Population ages 65-69, male | SP.POP.6569.MA | 265000 | 284000
PRKPopulation ages 65-69, female | Korea, Dem. People’s Rep. | PRK | Population ages 65-69, female | SP.POP.6569.FE | 364000 | 378000
PRKPopulation ages 60-64, female | Korea, Dem. People’s Rep. | PRK | Population ages 60-64, female | SP.POP.6064.FE | 729000 | 778000
PRKPopulation ages 60-64, male | Korea, Dem. People’s Rep. | PRK | Population ages 60-64, male | SP.POP.6064.MA | 650000 | 695000
PRKPopulation ages 70-74, female | Korea, Dem. People’s Rep. | PRK | Population ages 70-74, female | SP.POP.7074.FE | 476000 | 461000
PRKPopulation ages 70-74, male | Korea, Dem. People’s Rep. | PRK | Population ages 70-74, male | SP.POP.7074.MA | 297000 | 285000
PRKPopulation ages 75-79, female | Korea, Dem. People’s Rep. | PRK | Population ages 75-79, female | SP.POP.7579.FE | 372000 | 380000
PRKPopulation ages 75-79, male | Korea, Dem. People’s Rep. | PRK | Population ages 75-79, male | SP.POP.7579.MA | 176000 | 179000
PRKPopulation ages 80 and above, female | Korea, Dem. People’s Rep. | PRK | Population ages 80 and above, female | SP.POP.80UP.FE | 337000 | 352000
PRKPopulation ages 80 and above, male | Korea, Dem. People’s Rep. | PRK | Population ages 80 and above, male | SP.POP.80UP.MA | 88000 | 92000
PRKPopulation, male | Korea, Dem. People’s Rep. | PRK | Population, male | SP.POP.TOTL.MA.IN | 12553000 | 12608000
PRKPopulation, total | Korea, Dem. People’s Rep. | PRK | Population, total | SP.POP.TOTL | 25666000 | 25779000
PRKPopulation, female | Korea, Dem. People’s Rep. | PRK | Population, female | SP.POP.TOTL.FE.IN | 13113000 | 13170000
PRKPopulation growth (annual %) | Korea, Dem. People’s Rep. | PRK | Population growth (annual %) | SP.POP.GROW | 0 | 0
KORPopulation ages 0-14, female | Korea, Rep. | KOR | Population ages 0-14, female | SP.POP.0014.FE.IN | 3203000 | 3162000
KORPopulation ages 0-14, male | Korea, Rep. | KOR | Population ages 0-14, male | SP.POP.0014.MA.IN | 3398000 | 3350000
KORPopulation ages 00-04, female | Korea, Rep. | KOR | Population ages 00-04, female | SP.POP.0004.FE | 969000 | 934000
KORPopulation ages 00-04, male | Korea, Rep. | KOR | Population ages 00-04, male | SP.POP.0004.MA | 1022000 | 987000
KORPopulation ages 05-09, female | Korea, Rep. | KOR | Population ages 05-09, female | SP.POP.0509.FE | 1117000 | 1112000
KORPopulation ages 05-09, male | Korea, Rep. | KOR | Population ages 05-09, male | SP.POP.0509.MA | 1180000 | 1173000
KORPopulation ages 10-14, female | Korea, Rep. | KOR | Population ages 10-14, female | SP.POP.1014.FE | 1118000 | 1116000
KORPopulation ages 10-14, male | Korea, Rep. | KOR | Population ages 10-14, male | SP.POP.1014.MA | 1196000 | 1190000
KORPopulation ages 15-19, female | Korea, Rep. | KOR | Population ages 15-19, female | SP.POP.1519.FE | 1258000 | 1202000
KORPopulation ages 15-19, male | Korea, Rep. | KOR | Population ages 15-19, male | SP.POP.1519.MA | 1368000 | 1306000
KORPopulation ages 20-24, female | Korea, Rep. | KOR | Population ages 20-24, female | SP.POP.2024.FE | 1596000 | 1553000
KORPopulation ages 20-24, male | Korea, Rep. | KOR | Population ages 20-24, male | SP.POP.2024.MA | 1766000 | 1705000
KORPopulation ages 25-29, female | Korea, Rep. | KOR | Population ages 25-29, female | SP.POP.2529.FE | 1633000 | 1650000
KORPopulation ages 25-29, male | Korea, Rep. | KOR | Population ages 25-29, male | SP.POP.2529.MA | 1876000 | 1895000
KORPopulation ages 30-34, female | Korea, Rep. | KOR | Population ages 30-34, female | SP.POP.3034.FE | 1599000 | 1569000
KORPopulation ages 30-34, male | Korea, Rep. | KOR | Population ages 30-34, male | SP.POP.3034.MA | 1776000 | 1756000
KORPopulation ages 35-39, female | Korea, Rep. | KOR | Population ages 35-39, female | SP.POP.3539.FE | 1878000 | 1846000
KORPopulation ages 35-39, male | Korea, Rep. | KOR | Population ages 35-39, male | SP.POP.3539.MA | 2023000 | 2000000
KORPopulation ages 40-44, female | Korea, Rep. | KOR | Population ages 40-44, female | SP.POP.4044.FE | 1965000 | 1933000
KORPopulation ages 40-44, male | Korea, Rep. | KOR | Population ages 40-44, male | SP.POP.4044.MA | 2068000 | 2041000
KORPopulation ages 45-49, female | Korea, Rep. | KOR | Population ages 45-49, female | SP.POP.4549.FE | 2157000 | 2134000
KORPopulation ages 45-49, male | Korea, Rep. | KOR | Population ages 45-49, male | SP.POP.4549.MA | 2230000 | 2214000
KORPopulation ages 50-54, female | Korea, Rep. | KOR | Population ages 50-54, female | SP.POP.5054.FE | 2168000 | 2174000
KORPopulation ages 50-54, male | Korea, Rep. | KOR | Population ages 50-54, male | SP.POP.5054.MA | 2189000 | 2196000
KORPopulation ages 55-59, male | Korea, Rep. | KOR | Population ages 55-59, male | SP.POP.5559.MA | 2089000 | 2109000
KORPopulation ages 55-59, female | Korea, Rep. | KOR | Population ages 55-59, female | SP.POP.5559.FE | 2088000 | 2105000
KORPopulation ages 65-69, male | Korea, Rep. | KOR | Population ages 65-69, male | SP.POP.6569.MA | 1223000 | 1304000
KORPopulation ages 65-69, female | Korea, Rep. | KOR | Population ages 65-69, female | SP.POP.6569.FE | 1325000 | 1409000
KORPopulation ages 60-64, female | Korea, Rep. | KOR | Population ages 60-64, female | SP.POP.6064.FE | 1860000 | 1943000
KORPopulation ages 60-64, male | Korea, Rep. | KOR | Population ages 60-64, male | SP.POP.6064.MA | 1794000 | 1880000
KORPopulation ages 70-74, female | Korea, Rep. | KOR | Population ages 70-74, female | SP.POP.7074.FE | 1048000 | 1082000
KORPopulation ages 70-74, male | Korea, Rep. | KOR | Population ages 70-74, male | SP.POP.7074.MA | 901000 | 942000
KORPopulation ages 75-79, female | Korea, Rep. | KOR | Population ages 75-79, female | SP.POP.7579.FE | 888000 | 909000
KORPopulation ages 75-79, male | Korea, Rep. | KOR | Population ages 75-79, male | SP.POP.7579.MA | 646000 | 673000
KORPopulation ages 80 and above, female | Korea, Rep. | KOR | Population ages 80 and above, female | SP.POP.80UP.FE | 1189000 | 1257000
KORPopulation ages 80 and above, male | Korea, Rep. | KOR | Population ages 80 and above, male | SP.POP.80UP.MA | 580000 | 623000
KORPopulation, male | Korea, Rep. | KOR | Population, male | SP.POP.TOTL.MA.IN | 25928000 | 25992000
KORPopulation, total | Korea, Rep. | KOR | Population, total | SP.POP.TOTL | 51782000 | 51922000
KORPopulation, female | Korea, Rep. | KOR | Population, female | SP.POP.TOTL.FE.IN | 25854000 | 25929000
KORPopulation growth (annual %) | Korea, Rep. | KOR | Population growth (annual %) | SP.POP.GROW | 0 | 0
XKXPopulation ages 0-14, female | Kosovo | XKX | Population ages 0-14, female | SP.POP.0014.FE.IN | 0 | 0
XKXPopulation ages 0-14, male | Kosovo | XKX | Population ages 0-14, male | SP.POP.0014.MA.IN | 0 | 0
XKXPopulation ages 00-04, female | Kosovo | XKX | Population ages 00-04, female | SP.POP.0004.FE | 0 | 0
XKXPopulation ages 00-04, male | Kosovo | XKX | Population ages 00-04, male | SP.POP.0004.MA | 0 | 0
XKXPopulation ages 05-09, female | Kosovo | XKX | Population ages 05-09, female | SP.POP.0509.FE | 0 | 0
XKXPopulation ages 05-09, male | Kosovo | XKX | Population ages 05-09, male | SP.POP.0509.MA | 0 | 0
XKXPopulation ages 10-14, female | Kosovo | XKX | Population ages 10-14, female | SP.POP.1014.FE | 0 | 0
XKXPopulation ages 10-14, male | Kosovo | XKX | Population ages 10-14, male | SP.POP.1014.MA | 0 | 0
XKXPopulation ages 15-19, female | Kosovo | XKX | Population ages 15-19, female | SP.POP.1519.FE | 0 | 0
XKXPopulation ages 15-19, male | Kosovo | XKX | Population ages 15-19, male | SP.POP.1519.MA | 0 | 0
XKXPopulation ages 20-24, female | Kosovo | XKX | Population ages 20-24, female | SP.POP.2024.FE | 0 | 0
XKXPopulation ages 20-24, male | Kosovo | XKX | Population ages 20-24, male | SP.POP.2024.MA | 0 | 0
XKXPopulation ages 25-29, female | Kosovo | XKX | Population ages 25-29, female | SP.POP.2529.FE | 0 | 0
XKXPopulation ages 25-29, male | Kosovo | XKX | Population ages 25-29, male | SP.POP.2529.MA | 0 | 0
XKXPopulation ages 30-34, female | Kosovo | XKX | Population ages 30-34, female | SP.POP.3034.FE | 0 | 0
XKXPopulation ages 30-34, male | Kosovo | XKX | Population ages 30-34, male | SP.POP.3034.MA | 0 | 0
XKXPopulation ages 35-39, female | Kosovo | XKX | Population ages 35-39, female | SP.POP.3539.FE | 0 | 0
XKXPopulation ages 35-39, male | Kosovo | XKX | Population ages 35-39, male | SP.POP.3539.MA | 0 | 0
XKXPopulation ages 40-44, female | Kosovo | XKX | Population ages 40-44, female | SP.POP.4044.FE | 0 | 0
XKXPopulation ages 40-44, male | Kosovo | XKX | Population ages 40-44, male | SP.POP.4044.MA | 0 | 0
XKXPopulation ages 45-49, female | Kosovo | XKX | Population ages 45-49, female | SP.POP.4549.FE | 0 | 0
XKXPopulation ages 45-49, male | Kosovo | XKX | Population ages 45-49, male | SP.POP.4549.MA | 0 | 0
XKXPopulation ages 50-54, female | Kosovo | XKX | Population ages 50-54, female | SP.POP.5054.FE | 0 | 0
XKXPopulation ages 50-54, male | Kosovo | XKX | Population ages 50-54, male | SP.POP.5054.MA | 0 | 0
XKXPopulation ages 55-59, male | Kosovo | XKX | Population ages 55-59, male | SP.POP.5559.MA | 0 | 0
XKXPopulation ages 55-59, female | Kosovo | XKX | Population ages 55-59, female | SP.POP.5559.FE | 0 | 0
XKXPopulation ages 65-69, male | Kosovo | XKX | Population ages 65-69, male | SP.POP.6569.MA | 0 | 0
XKXPopulation ages 65-69, female | Kosovo | XKX | Population ages 65-69, female | SP.POP.6569.FE | 0 | 0
XKXPopulation ages 60-64, female | Kosovo | XKX | Population ages 60-64, female | SP.POP.6064.FE | 0 | 0
XKXPopulation ages 60-64, male | Kosovo | XKX | Population ages 60-64, male | SP.POP.6064.MA | 0 | 0
XKXPopulation ages 70-74, female | Kosovo | XKX | Population ages 70-74, female | SP.POP.7074.FE | 0 | 0
XKXPopulation ages 70-74, male | Kosovo | XKX | Population ages 70-74, male | SP.POP.7074.MA | 0 | 0
XKXPopulation ages 75-79, female | Kosovo | XKX | Population ages 75-79, female | SP.POP.7579.FE | 0 | 0
XKXPopulation ages 75-79, male | Kosovo | XKX | Population ages 75-79, male | SP.POP.7579.MA | 0 | 0
XKXPopulation ages 80 and above, female | Kosovo | XKX | Population ages 80 and above, female | SP.POP.80UP.FE | 0 | 0
XKXPopulation ages 80 and above, male | Kosovo | XKX | Population ages 80 and above, male | SP.POP.80UP.MA | 0 | 0
XKXPopulation, male | Kosovo | XKX | Population, male | SP.POP.TOTL.MA.IN | 0 | 0
XKXPopulation, total | Kosovo | XKX | Population, total | SP.POP.TOTL | 1857000 | 1870000
XKXPopulation, female | Kosovo | XKX | Population, female | SP.POP.TOTL.FE.IN | 0 | 0
XKXPopulation growth (annual %) | Kosovo | XKX | Population growth (annual %) | SP.POP.GROW | 0 | 0
KWTPopulation ages 0-14, female | Kuwait | KWT | Population ages 0-14, female | SP.POP.0014.FE.IN | 421000 | 425000
KWTPopulation ages 0-14, male | Kuwait | KWT | Population ages 0-14, male | SP.POP.0014.MA.IN | 486000 | 492000
KWTPopulation ages 00-04, female | Kuwait | KWT | Population ages 00-04, female | SP.POP.0004.FE | 144000 | 141000
KWTPopulation ages 00-04, male | Kuwait | KWT | Population ages 00-04, male | SP.POP.0004.MA | 153000 | 148000
KWTPopulation ages 05-09, female | Kuwait | KWT | Population ages 05-09, female | SP.POP.0509.FE | 147000 | 148000
KWTPopulation ages 05-09, male | Kuwait | KWT | Population ages 05-09, male | SP.POP.0509.MA | 171000 | 171000
KWTPopulation ages 10-14, female | Kuwait | KWT | Population ages 10-14, female | SP.POP.1014.FE | 129000 | 135000
KWTPopulation ages 10-14, male | Kuwait | KWT | Population ages 10-14, male | SP.POP.1014.MA | 162000 | 173000
KWTPopulation ages 15-19, female | Kuwait | KWT | Population ages 15-19, female | SP.POP.1519.FE | 99000 | 101000
KWTPopulation ages 15-19, male | Kuwait | KWT | Population ages 15-19, male | SP.POP.1519.MA | 119000 | 124000
KWTPopulation ages 20-24, female | Kuwait | KWT | Population ages 20-24, female | SP.POP.2024.FE | 94000 | 94000
KWTPopulation ages 20-24, male | Kuwait | KWT | Population ages 20-24, male | SP.POP.2024.MA | 117000 | 113000
KWTPopulation ages 25-29, female | Kuwait | KWT | Population ages 25-29, female | SP.POP.2529.FE | 97000 | 89000
KWTPopulation ages 25-29, male | Kuwait | KWT | Population ages 25-29, male | SP.POP.2529.MA | 155000 | 148000
KWTPopulation ages 30-34, female | Kuwait | KWT | Population ages 30-34, female | SP.POP.3034.FE | 153000 | 140000
KWTPopulation ages 30-34, male | Kuwait | KWT | Population ages 30-34, male | SP.POP.3034.MA | 241000 | 226000
KWTPopulation ages 35-39, female | Kuwait | KWT | Population ages 35-39, female | SP.POP.3539.FE | 189000 | 186000
KWTPopulation ages 35-39, male | Kuwait | KWT | Population ages 35-39, male | SP.POP.3539.MA | 333000 | 326000
KWTPopulation ages 40-44, female | Kuwait | KWT | Population ages 40-44, female | SP.POP.4044.FE | 173000 | 174000
KWTPopulation ages 40-44, male | Kuwait | KWT | Population ages 40-44, male | SP.POP.4044.MA | 332000 | 340000
KWTPopulation ages 45-49, female | Kuwait | KWT | Population ages 45-49, female | SP.POP.4549.FE | 156000 | 161000
KWTPopulation ages 45-49, male | Kuwait | KWT | Population ages 45-49, male | SP.POP.4549.MA | 276000 | 290000
KWTPopulation ages 50-54, female | Kuwait | KWT | Population ages 50-54, female | SP.POP.5054.FE | 110000 | 119000
KWTPopulation ages 50-54, male | Kuwait | KWT | Population ages 50-54, male | SP.POP.5054.MA | 210000 | 228000
KWTPopulation ages 55-59, male | Kuwait | KWT | Population ages 55-59, male | SP.POP.5559.MA | 131000 | 144000
KWTPopulation ages 55-59, female | Kuwait | KWT | Population ages 55-59, female | SP.POP.5559.FE | 64000 | 70000
KWTPopulation ages 65-69, male | Kuwait | KWT | Population ages 65-69, male | SP.POP.6569.MA | 41000 | 48000
KWTPopulation ages 65-69, female | Kuwait | KWT | Population ages 65-69, female | SP.POP.6569.FE | 20000 | 23000
KWTPopulation ages 60-64, female | Kuwait | KWT | Population ages 60-64, female | SP.POP.6064.FE | 45000 | 49000
KWTPopulation ages 60-64, male | Kuwait | KWT | Population ages 60-64, male | SP.POP.6064.MA | 91000 | 100000
KWTPopulation ages 70-74, female | Kuwait | KWT | Population ages 70-74, female | SP.POP.7074.FE | 13000 | 14000
KWTPopulation ages 70-74, male | Kuwait | KWT | Population ages 70-74, male | SP.POP.7074.MA | 16000 | 18000
KWTPopulation ages 75-79, female | Kuwait | KWT | Population ages 75-79, female | SP.POP.7579.FE | 6400 | 6800
KWTPopulation ages 75-79, male | Kuwait | KWT | Population ages 75-79, male | SP.POP.7579.MA | 9500 | 9600
KWTPopulation ages 80 and above, female | Kuwait | KWT | Population ages 80 and above, female | SP.POP.80UP.FE | 4400 | 4500
KWTPopulation ages 80 and above, male | Kuwait | KWT | Population ages 80 and above, male | SP.POP.80UP.MA | 5500 | 5600
KWTPopulation, male | Kuwait | KWT | Population, male | SP.POP.TOTL.MA.IN | 2563000 | 2614000
KWTPopulation, total | Kuwait | KWT | Population, total | SP.POP.TOTL | 4207000 | 4271000
KWTPopulation, female | Kuwait | KWT | Population, female | SP.POP.TOTL.FE.IN | 1644000 | 1656000
KWTPopulation growth (annual %) | Kuwait | KWT | Population growth (annual %) | SP.POP.GROW | 0 | 0
KGZPopulation ages 0-14, female | Kyrgyz Republic | KGZ | Population ages 0-14, female | SP.POP.0014.FE.IN | 1016000 | 1034000
KGZPopulation ages 0-14, male | Kyrgyz Republic | KGZ | Population ages 0-14, male | SP.POP.0014.MA.IN | 1065000 | 1085000
KGZPopulation ages 00-04, female | Kyrgyz Republic | KGZ | Population ages 00-04, female | SP.POP.0004.FE | 375000 | 368000
KGZPopulation ages 00-04, male | Kyrgyz Republic | KGZ | Population ages 00-04, male | SP.POP.0004.MA | 396000 | 388000
KGZPopulation ages 05-09, female | Kyrgyz Republic | KGZ | Population ages 05-09, female | SP.POP.0509.FE | 361000 | 373000
KGZPopulation ages 05-09, male | Kyrgyz Republic | KGZ | Population ages 05-09, male | SP.POP.0509.MA | 378000 | 392000
KGZPopulation ages 10-14, female | Kyrgyz Republic | KGZ | Population ages 10-14, female | SP.POP.1014.FE | 280000 | 293000
KGZPopulation ages 10-14, male | Kyrgyz Republic | KGZ | Population ages 10-14, male | SP.POP.1014.MA | 291000 | 305000
KGZPopulation ages 15-19, female | Kyrgyz Republic | KGZ | Population ages 15-19, female | SP.POP.1519.FE | 243000 | 244000
KGZPopulation ages 15-19, male | Kyrgyz Republic | KGZ | Population ages 15-19, male | SP.POP.1519.MA | 252000 | 253000
KGZPopulation ages 20-24, female | Kyrgyz Republic | KGZ | Population ages 20-24, female | SP.POP.2024.FE | 258000 | 251000
KGZPopulation ages 20-24, male | Kyrgyz Republic | KGZ | Population ages 20-24, male | SP.POP.2024.MA | 268000 | 261000
KGZPopulation ages 25-29, female | Kyrgyz Republic | KGZ | Population ages 25-29, female | SP.POP.2529.FE | 285000 | 278000
KGZPopulation ages 25-29, male | Kyrgyz Republic | KGZ | Population ages 25-29, male | SP.POP.2529.MA | 292000 | 287000
KGZPopulation ages 30-34, female | Kyrgyz Republic | KGZ | Population ages 30-34, female | SP.POP.3034.FE | 279000 | 286000
KGZPopulation ages 30-34, male | Kyrgyz Republic | KGZ | Population ages 30-34, male | SP.POP.3034.MA | 276000 | 283000
KGZPopulation ages 35-39, female | Kyrgyz Republic | KGZ | Population ages 35-39, female | SP.POP.3539.FE | 210000 | 219000
KGZPopulation ages 35-39, male | Kyrgyz Republic | KGZ | Population ages 35-39, male | SP.POP.3539.MA | 211000 | 221000
KGZPopulation ages 40-44, female | Kyrgyz Republic | KGZ | Population ages 40-44, female | SP.POP.4044.FE | 178000 | 182000
KGZPopulation ages 40-44, male | Kyrgyz Republic | KGZ | Population ages 40-44, male | SP.POP.4044.MA | 174000 | 178000
KGZPopulation ages 45-49, female | Kyrgyz Republic | KGZ | Population ages 45-49, female | SP.POP.4549.FE | 165000 | 167000
KGZPopulation ages 45-49, male | Kyrgyz Republic | KGZ | Population ages 45-49, male | SP.POP.4549.MA | 155000 | 156000
KGZPopulation ages 50-54, female | Kyrgyz Republic | KGZ | Population ages 50-54, female | SP.POP.5054.FE | 155000 | 154000
KGZPopulation ages 50-54, male | Kyrgyz Republic | KGZ | Population ages 50-54, male | SP.POP.5054.MA | 141000 | 140000
KGZPopulation ages 55-59, male | Kyrgyz Republic | KGZ | Population ages 55-59, male | SP.POP.5559.MA | 130000 | 132000
KGZPopulation ages 55-59, female | Kyrgyz Republic | KGZ | Population ages 55-59, female | SP.POP.5559.FE | 150000 | 152000
KGZPopulation ages 65-69, male | Kyrgyz Republic | KGZ | Population ages 65-69, male | SP.POP.6569.MA | 56000 | 61000
KGZPopulation ages 65-69, female | Kyrgyz Republic | KGZ | Population ages 65-69, female | SP.POP.6569.FE | 76000 | 82000
KGZPopulation ages 60-64, female | Kyrgyz Republic | KGZ | Population ages 60-64, female | SP.POP.6064.FE | 115000 | 121000
KGZPopulation ages 60-64, male | Kyrgyz Republic | KGZ | Population ages 60-64, male | SP.POP.6064.MA | 93000 | 98000
KGZPopulation ages 70-74, female | Kyrgyz Republic | KGZ | Population ages 70-74, female | SP.POP.7074.FE | 44000 | 49000
KGZPopulation ages 70-74, male | Kyrgyz Republic | KGZ | Population ages 70-74, male | SP.POP.7074.MA | 27000 | 30000
KGZPopulation ages 75-79, female | Kyrgyz Republic | KGZ | Population ages 75-79, female | SP.POP.7579.FE | 22000 | 22000
KGZPopulation ages 75-79, male | Kyrgyz Republic | KGZ | Population ages 75-79, male | SP.POP.7579.MA | 11000 | 11000
KGZPopulation ages 80 and above, female | Kyrgyz Republic | KGZ | Population ages 80 and above, female | SP.POP.80UP.FE | 41000 | 40000
KGZPopulation ages 80 and above, male | Kyrgyz Republic | KGZ | Population ages 80 and above, male | SP.POP.80UP.MA | 17000 | 14000
KGZPopulation, male | Kyrgyz Republic | KGZ | Population, male | SP.POP.TOTL.MA.IN | 3168000 | 3210000
KGZPopulation, total | Kyrgyz Republic | KGZ | Population, total | SP.POP.TOTL | 6404000 | 6489000
KGZPopulation, female | Kyrgyz Republic | KGZ | Population, female | SP.POP.TOTL.FE.IN | 3236000 | 3279000
KGZPopulation growth (annual %) | Kyrgyz Republic | KGZ | Population growth (annual %) | SP.POP.GROW | 0 | 0
LAOPopulation ages 0-14, female | Lao PDR | LAO | Population ages 0-14, female | SP.POP.0014.FE.IN | 1137000 | 1141000
LAOPopulation ages 0-14, male | Lao PDR | LAO | Population ages 0-14, male | SP.POP.0014.MA.IN | 1179000 | 1184000
LAOPopulation ages 00-04, female | Lao PDR | LAO | Population ages 00-04, female | SP.POP.0004.FE | 389000 | 391000
LAOPopulation ages 00-04, male | Lao PDR | LAO | Population ages 00-04, male | SP.POP.0004.MA | 405000 | 406000
LAOPopulation ages 05-09, female | Lao PDR | LAO | Population ages 05-09, female | SP.POP.0509.FE | 378000 | 378000
LAOPopulation ages 05-09, male | Lao PDR | LAO | Population ages 05-09, male | SP.POP.0509.MA | 393000 | 392000
LAOPopulation ages 10-14, female | Lao PDR | LAO | Population ages 10-14, female | SP.POP.1014.FE | 369000 | 372000
LAOPopulation ages 10-14, male | Lao PDR | LAO | Population ages 10-14, male | SP.POP.1014.MA | 382000 | 385000
LAOPopulation ages 15-19, female | Lao PDR | LAO | Population ages 15-19, female | SP.POP.1519.FE | 348000 | 350000
LAOPopulation ages 15-19, male | Lao PDR | LAO | Population ages 15-19, male | SP.POP.1519.MA | 357000 | 359000
LAOPopulation ages 20-24, female | Lao PDR | LAO | Population ages 20-24, female | SP.POP.2024.FE | 345000 | 343000
LAOPopulation ages 20-24, male | Lao PDR | LAO | Population ages 20-24, male | SP.POP.2024.MA | 350000 | 349000
LAOPopulation ages 25-29, female | Lao PDR | LAO | Population ages 25-29, female | SP.POP.2529.FE | 330000 | 334000
LAOPopulation ages 25-29, male | Lao PDR | LAO | Population ages 25-29, male | SP.POP.2529.MA | 334000 | 337000
LAOPopulation ages 30-34, female | Lao PDR | LAO | Population ages 30-34, female | SP.POP.3034.FE | 285000 | 293000
LAOPopulation ages 30-34, male | Lao PDR | LAO | Population ages 30-34, male | SP.POP.3034.MA | 290000 | 298000
LAOPopulation ages 35-39, female | Lao PDR | LAO | Population ages 35-39, female | SP.POP.3539.FE | 241000 | 248000
LAOPopulation ages 35-39, male | Lao PDR | LAO | Population ages 35-39, male | SP.POP.3539.MA | 239000 | 247000
LAOPopulation ages 40-44, female | Lao PDR | LAO | Population ages 40-44, female | SP.POP.4044.FE | 203000 | 209000
LAOPopulation ages 40-44, male | Lao PDR | LAO | Population ages 40-44, male | SP.POP.4044.MA | 202000 | 208000
LAOPopulation ages 45-49, female | Lao PDR | LAO | Population ages 45-49, female | SP.POP.4549.FE | 172000 | 178000
LAOPopulation ages 45-49, male | Lao PDR | LAO | Population ages 45-49, male | SP.POP.4549.MA | 173000 | 178000
LAOPopulation ages 50-54, female | Lao PDR | LAO | Population ages 50-54, female | SP.POP.5054.FE | 141000 | 146000
LAOPopulation ages 50-54, male | Lao PDR | LAO | Population ages 50-54, male | SP.POP.5054.MA | 139000 | 143000
LAOPopulation ages 55-59, male | Lao PDR | LAO | Population ages 55-59, male | SP.POP.5559.MA | 115000 | 119000
LAOPopulation ages 55-59, female | Lao PDR | LAO | Population ages 55-59, female | SP.POP.5559.FE | 115000 | 119000
LAOPopulation ages 65-69, male | Lao PDR | LAO | Population ages 65-69, male | SP.POP.6569.MA | 60000 | 64000
LAOPopulation ages 65-69, female | Lao PDR | LAO | Population ages 65-69, female | SP.POP.6569.FE | 67000 | 70000
LAOPopulation ages 60-64, female | Lao PDR | LAO | Population ages 60-64, female | SP.POP.6064.FE | 89000 | 93000
LAOPopulation ages 60-64, male | Lao PDR | LAO | Population ages 60-64, male | SP.POP.6064.MA | 88000 | 92000
LAOPopulation ages 70-74, female | Lao PDR | LAO | Population ages 70-74, female | SP.POP.7074.FE | 46000 | 48000
LAOPopulation ages 70-74, male | Lao PDR | LAO | Population ages 70-74, male | SP.POP.7074.MA | 34000 | 36000
LAOPopulation ages 75-79, female | Lao PDR | LAO | Population ages 75-79, female | SP.POP.7579.FE | 29000 | 30000
LAOPopulation ages 75-79, male | Lao PDR | LAO | Population ages 75-79, male | SP.POP.7579.MA | 21000 | 22000
LAOPopulation ages 80 and above, female | Lao PDR | LAO | Population ages 80 and above, female | SP.POP.80UP.FE | 24000 | 24000
LAOPopulation ages 80 and above, male | Lao PDR | LAO | Population ages 80 and above, male | SP.POP.80UP.MA | 16000 | 16000
LAOPopulation, male | Lao PDR | LAO | Population, male | SP.POP.TOTL.MA.IN | 3599000 | 3652000
LAOPopulation, total | Lao PDR | LAO | Population, total | SP.POP.TOTL | 7169000 | 7276000
LAOPopulation, female | Lao PDR | LAO | Population, female | SP.POP.TOTL.FE.IN | 3570000 | 3624000
LAOPopulation growth (annual %) | Lao PDR | LAO | Population growth (annual %) | SP.POP.GROW | 0 | 0
LTEPopulation ages 0-14, female | Late-demographic dividend | LTE | Population ages 0-14, female | SP.POP.0014.FE.IN | 206351200 | 206231100
LTEPopulation ages 0-14, male | Late-demographic dividend | LTE | Population ages 0-14, male | SP.POP.0014.MA.IN | 228954500 | 228541400
LTEPopulation ages 00-04, female | Late-demographic dividend | LTE | Population ages 00-04, female | SP.POP.0004.FE | 69521400 | 68782200
LTEPopulation ages 00-04, male | Late-demographic dividend | LTE | Population ages 00-04, male | SP.POP.0004.MA | 76443800 | 75484700
LTEPopulation ages 05-09, female | Late-demographic dividend | LTE | Population ages 05-09, female | SP.POP.0509.FE | 69660100 | 69936400
LTEPopulation ages 05-09, male | Late-demographic dividend | LTE | Population ages 05-09, male | SP.POP.0509.MA | 77444300 | 77554200
LTEPopulation ages 10-14, female | Late-demographic dividend | LTE | Population ages 10-14, female | SP.POP.1014.FE | 67168900 | 67514800
LTEPopulation ages 10-14, male | Late-demographic dividend | LTE | Population ages 10-14, male | SP.POP.1014.MA | 75057900 | 75505500
LTEPopulation ages 15-19, female | Late-demographic dividend | LTE | Population ages 15-19, female | SP.POP.1519.FE | 66965100 | 66516700
LTEPopulation ages 15-19, male | Late-demographic dividend | LTE | Population ages 15-19, male | SP.POP.1519.MA | 73968400 | 73624000
LTEPopulation ages 20-24, female | Late-demographic dividend | LTE | Population ages 20-24, female | SP.POP.2024.FE | 71602400 | 70279200
LTEPopulation ages 20-24, male | Late-demographic dividend | LTE | Population ages 20-24, male | SP.POP.2024.MA | 78524700 | 77185300
LTEPopulation ages 25-29, female | Late-demographic dividend | LTE | Population ages 25-29, female | SP.POP.2529.FE | 82851800 | 79029100
LTEPopulation ages 25-29, male | Late-demographic dividend | LTE | Population ages 25-29, male | SP.POP.2529.MA | 89926300 | 86321800
LTEPopulation ages 30-34, female | Late-demographic dividend | LTE | Population ages 30-34, female | SP.POP.3034.FE | 96300300 | 96733500
LTEPopulation ages 30-34, male | Late-demographic dividend | LTE | Population ages 30-34, male | SP.POP.3034.MA | 101958200 | 102802600
LTEPopulation ages 35-39, female | Late-demographic dividend | LTE | Population ages 35-39, female | SP.POP.3539.FE | 80566600 | 82663600
LTEPopulation ages 35-39, male | Late-demographic dividend | LTE | Population ages 35-39, male | SP.POP.3539.MA | 83828800 | 86143700
LTEPopulation ages 40-44, female | Late-demographic dividend | LTE | Population ages 40-44, female | SP.POP.4044.FE | 79794900 | 78386600
LTEPopulation ages 40-44, male | Late-demographic dividend | LTE | Population ages 40-44, male | SP.POP.4044.MA | 82041500 | 80579300
LTEPopulation ages 45-49, female | Late-demographic dividend | LTE | Population ages 45-49, female | SP.POP.4549.FE | 89150100 | 87688000
LTEPopulation ages 45-49, male | Late-demographic dividend | LTE | Population ages 45-49, male | SP.POP.4549.MA | 90729200 | 89401200
LTEPopulation ages 50-54, female | Late-demographic dividend | LTE | Population ages 50-54, female | SP.POP.5054.FE | 86663400 | 88059700
LTEPopulation ages 50-54, male | Late-demographic dividend | LTE | Population ages 50-54, male | SP.POP.5054.MA | 86303300 | 87748400
LTEPopulation ages 55-59, male | Late-demographic dividend | LTE | Population ages 55-59, male | SP.POP.5559.MA | 71492700 | 73974400
LTEPopulation ages 55-59, female | Late-demographic dividend | LTE | Population ages 55-59, female | SP.POP.5559.FE | 72778600 | 75226700
LTEPopulation ages 65-69, male | Late-demographic dividend | LTE | Population ages 65-69, male | SP.POP.6569.MA | 49780800 | 51782000
LTEPopulation ages 65-69, female | Late-demographic dividend | LTE | Population ages 65-69, female | SP.POP.6569.FE | 55065600 | 57247400
LTEPopulation ages 60-64, female | Late-demographic dividend | LTE | Population ages 60-64, female | SP.POP.6064.FE | 62152600 | 62878200
LTEPopulation ages 60-64, male | Late-demographic dividend | LTE | Population ages 60-64, male | SP.POP.6064.MA | 58678700 | 59517900
LTEPopulation ages 70-74, female | Late-demographic dividend | LTE | Population ages 70-74, female | SP.POP.7074.FE | 34902700 | 37543800
LTEPopulation ages 70-74, male | Late-demographic dividend | LTE | Population ages 70-74, male | SP.POP.7074.MA | 29221900 | 31442700
LTEPopulation ages 75-79, female | Late-demographic dividend | LTE | Population ages 75-79, female | SP.POP.7579.FE | 23192300 | 23895500
LTEPopulation ages 75-79, male | Late-demographic dividend | LTE | Population ages 75-79, male | SP.POP.7579.MA | 17681500 | 18214700
LTEPopulation ages 80 and above, female | Late-demographic dividend | LTE | Population ages 80 and above, female | SP.POP.80UP.FE | 29814900 | 30439400
LTEPopulation ages 80 and above, male | Late-demographic dividend | LTE | Population ages 80 and above, male | SP.POP.80UP.MA | 17432500 | 17571900
LTEPopulation, male | Late-demographic dividend | LTE | Population, male | SP.POP.TOTL.MA.IN | 1160515000 | 1164857000
LTEPopulation, total | Late-demographic dividend | LTE | Population, total | SP.POP.TOTL | 2298671000 | 2307681000
LTEPopulation, female | Late-demographic dividend | LTE | Population, female | SP.POP.TOTL.FE.IN | 1138155000 | 1142825000
LTEPopulation growth (annual %) | Late-demographic dividend | LTE | Population growth (annual %) | SP.POP.GROW | 0.43716 | 0.39197
LCNPopulation ages 0-14, female | Latin America & Caribbean | LCN | Population ages 0-14, female | SP.POP.0014.FE.IN | 76717200 | 76393100
LCNPopulation ages 0-14, male | Latin America & Caribbean | LCN | Population ages 0-14, male | SP.POP.0014.MA.IN | 79953500 | 79628400
LCNPopulation ages 00-04, female | Latin America & Caribbean | LCN | Population ages 00-04, female | SP.POP.0004.FE | 25365000 | 25226800
LCNPopulation ages 00-04, male | Latin America & Caribbean | LCN | Population ages 00-04, male | SP.POP.0004.MA | 26521400 | 26379100
LCNPopulation ages 05-09, female | Latin America & Caribbean | LCN | Population ages 05-09, female | SP.POP.0509.FE | 25554600 | 25519400
LCNPopulation ages 05-09, male | Latin America & Caribbean | LCN | Population ages 05-09, male | SP.POP.0509.MA | 26634900 | 26610700
LCNPopulation ages 10-14, female | Latin America & Caribbean | LCN | Population ages 10-14, female | SP.POP.1014.FE | 25792300 | 25649000
LCNPopulation ages 10-14, male | Latin America & Caribbean | LCN | Population ages 10-14, male | SP.POP.1014.MA | 26793400 | 26644900
LCNPopulation ages 15-19, female | Latin America & Caribbean | LCN | Population ages 15-19, female | SP.POP.1519.FE | 26504900 | 26307600
LCNPopulation ages 15-19, male | Latin America & Caribbean | LCN | Population ages 15-19, male | SP.POP.1519.MA | 27333800 | 27158300
LCNPopulation ages 20-24, female | Latin America & Caribbean | LCN | Population ages 20-24, female | SP.POP.2024.FE | 26840000 | 26765400
LCNPopulation ages 20-24, male | Latin America & Caribbean | LCN | Population ages 20-24, male | SP.POP.2024.MA | 27298900 | 27189400
LCNPopulation ages 25-29, female | Latin America & Caribbean | LCN | Population ages 25-29, female | SP.POP.2529.FE | 26436700 | 26531200
LCNPopulation ages 25-29, male | Latin America & Caribbean | LCN | Population ages 25-29, male | SP.POP.2529.MA | 26618700 | 26719400
LCNPopulation ages 30-34, female | Latin America & Caribbean | LCN | Population ages 30-34, female | SP.POP.3034.FE | 25454900 | 25604900
LCNPopulation ages 30-34, male | Latin America & Caribbean | LCN | Population ages 30-34, male | SP.POP.3034.MA | 25102900 | 25305300
LCNPopulation ages 35-39, female | Latin America & Caribbean | LCN | Population ages 35-39, female | SP.POP.3539.FE | 24279400 | 24557300
LCNPopulation ages 35-39, male | Latin America & Caribbean | LCN | Population ages 35-39, male | SP.POP.3539.MA | 23527600 | 23863700
LCNPopulation ages 40-44, female | Latin America & Caribbean | LCN | Population ages 40-44, female | SP.POP.4044.FE | 22274000 | 22650900
LCNPopulation ages 40-44, male | Latin America & Caribbean | LCN | Population ages 40-44, male | SP.POP.4044.MA | 21129500 | 21555300
LCNPopulation ages 45-49, female | Latin America & Caribbean | LCN | Population ages 45-49, female | SP.POP.4549.FE | 20257500 | 20562300
LCNPopulation ages 45-49, male | Latin America & Caribbean | LCN | Population ages 45-49, male | SP.POP.4549.MA | 18895300 | 19231100
LCNPopulation ages 50-54, female | Latin America & Caribbean | LCN | Population ages 50-54, female | SP.POP.5054.FE | 18553700 | 18831800
LCNPopulation ages 50-54, male | Latin America & Caribbean | LCN | Population ages 50-54, male | SP.POP.5054.MA | 17028100 | 17299000
LCNPopulation ages 55-59, male | Latin America & Caribbean | LCN | Population ages 55-59, male | SP.POP.5559.MA | 14848300 | 15248600
LCNPopulation ages 55-59, female | Latin America & Caribbean | LCN | Population ages 55-59, female | SP.POP.5559.FE | 16391700 | 16827500
LCNPopulation ages 65-69, male | Latin America & Caribbean | LCN | Population ages 65-69, male | SP.POP.6569.MA | 9245900 | 9612600
LCNPopulation ages 65-69, female | Latin America & Caribbean | LCN | Population ages 65-69, female | SP.POP.6569.FE | 10787000 | 11227700
LCNPopulation ages 60-64, female | Latin America & Caribbean | LCN | Population ages 60-64, female | SP.POP.6064.FE | 13461900 | 13895700
LCNPopulation ages 60-64, male | Latin America & Caribbean | LCN | Population ages 60-64, male | SP.POP.6064.MA | 11872400 | 12267400
LCNPopulation ages 70-74, female | Latin America & Caribbean | LCN | Population ages 70-74, female | SP.POP.7074.FE | 7863700 | 8235700
LCNPopulation ages 70-74, male | Latin America & Caribbean | LCN | Population ages 70-74, male | SP.POP.7074.MA | 6459400 | 6760900
LCNPopulation ages 75-79, female | Latin America & Caribbean | LCN | Population ages 75-79, female | SP.POP.7579.FE | 5620600 | 5838500
LCNPopulation ages 75-79, male | Latin America & Caribbean | LCN | Population ages 75-79, male | SP.POP.7579.MA | 4322600 | 4491400
LCNPopulation ages 80 and above, female | Latin America & Caribbean | LCN | Population ages 80 and above, female | SP.POP.80UP.FE | 7303200 | 7552100
LCNPopulation ages 80 and above, male | Latin America & Caribbean | LCN | Population ages 80 and above, male | SP.POP.80UP.MA | 4659600 | 4798900
LCNPopulation, male | Latin America & Caribbean | LCN | Population, male | SP.POP.TOTL.MA.IN | 318283000 | 321131000
LCNPopulation, total | Latin America & Caribbean | LCN | Population, total | SP.POP.TOTL | 647291000 | 653182000
LCNPopulation, female | Latin America & Caribbean | LCN | Population, female | SP.POP.TOTL.FE.IN | 328748000 | 331787000
LCNPopulation growth (annual %) | Latin America & Caribbean | LCN | Population growth (annual %) | SP.POP.GROW | 0.92514 | 0.9101
LACPopulation ages 0-14, female | Latin America & Caribbean (excluding high income) | LAC | Population ages 0-14, female | SP.POP.0014.FE.IN | 73499000 | 73192000
LACPopulation ages 0-14, male | Latin America & Caribbean (excluding high income) | LAC | Population ages 0-14, male | SP.POP.0014.MA.IN | 76605000 | 76299000
LACPopulation ages 00-04, female | Latin America & Caribbean (excluding high income) | LAC | Population ages 00-04, female | SP.POP.0004.FE | 24350700 | 24228500
LACPopulation ages 00-04, male | Latin America & Caribbean (excluding high income) | LAC | Population ages 00-04, male | SP.POP.0004.MA | 25463100 | 25338000
LACPopulation ages 05-09, female | Latin America & Caribbean (excluding high income) | LAC | Population ages 05-09, female | SP.POP.0509.FE | 24454900 | 24427000
LACPopulation ages 05-09, male | Latin America & Caribbean (excluding high income) | LAC | Population ages 05-09, male | SP.POP.0509.MA | 25493300 | 25474400
LACPopulation ages 10-14, female | Latin America & Caribbean (excluding high income) | LAC | Population ages 10-14, female | SP.POP.1014.FE | 24688900 | 24538800
LACPopulation ages 10-14, male | Latin America & Caribbean (excluding high income) | LAC | Population ages 10-14, male | SP.POP.1014.MA | 25645400 | 25491200
LACPopulation ages 15-19, female | Latin America & Caribbean (excluding high income) | LAC | Population ages 15-19, female | SP.POP.1519.FE | 25409000 | 25220700
LACPopulation ages 15-19, male | Latin America & Caribbean (excluding high income) | LAC | Population ages 15-19, male | SP.POP.1519.MA | 26190600 | 26022100
LACPopulation ages 20-24, female | Latin America & Caribbean (excluding high income) | LAC | Population ages 20-24, female | SP.POP.2024.FE | 25674200 | 25621800
LACPopulation ages 20-24, male | Latin America & Caribbean (excluding high income) | LAC | Population ages 20-24, male | SP.POP.2024.MA | 26087500 | 25998000
LACPopulation ages 25-29, female | Latin America & Caribbean (excluding high income) | LAC | Population ages 25-29, female | SP.POP.2529.FE | 25192100 | 25288300
LACPopulation ages 25-29, male | Latin America & Caribbean (excluding high income) | LAC | Population ages 25-29, male | SP.POP.2529.MA | 25338300 | 25439500
LACPopulation ages 30-34, female | Latin America & Caribbean (excluding high income) | LAC | Population ages 30-34, female | SP.POP.3034.FE | 24249700 | 24384800
LACPopulation ages 30-34, male | Latin America & Caribbean (excluding high income) | LAC | Population ages 30-34, male | SP.POP.3034.MA | 23874700 | 24058800
LACPopulation ages 35-39, female | Latin America & Caribbean (excluding high income) | LAC | Population ages 35-39, female | SP.POP.3539.FE | 23133500 | 23400700
LACPopulation ages 35-39, male | Latin America & Caribbean (excluding high income) | LAC | Population ages 35-39, male | SP.POP.3539.MA | 22379900 | 22702000
LACPopulation ages 40-44, female | Latin America & Caribbean (excluding high income) | LAC | Population ages 40-44, female | SP.POP.4044.FE | 21154300 | 21523600
LACPopulation ages 40-44, male | Latin America & Caribbean (excluding high income) | LAC | Population ages 40-44, male | SP.POP.4044.MA | 20028200 | 20443400
LACPopulation ages 45-49, female | Latin America & Caribbean (excluding high income) | LAC | Population ages 45-49, female | SP.POP.4549.FE | 19175900 | 19472900
LACPopulation ages 45-49, male | Latin America & Caribbean (excluding high income) | LAC | Population ages 45-49, male | SP.POP.4549.MA | 17853800 | 18178900
LACPopulation ages 50-54, female | Latin America & Caribbean (excluding high income) | LAC | Population ages 50-54, female | SP.POP.5054.FE | 17510100 | 17780500
LACPopulation ages 50-54, male | Latin America & Caribbean (excluding high income) | LAC | Population ages 50-54, male | SP.POP.5054.MA | 16046000 | 16308200
LACPopulation ages 55-59, male | Latin America & Caribbean (excluding high income) | LAC | Population ages 55-59, male | SP.POP.5559.MA | 13939800 | 14325100
LACPopulation ages 55-59, female | Latin America & Caribbean (excluding high income) | LAC | Population ages 55-59, female | SP.POP.5559.FE | 15404600 | 15822300
LACPopulation ages 65-69, male | Latin America & Caribbean (excluding high income) | LAC | Population ages 65-69, male | SP.POP.6569.MA | 8635100 | 8978000
LACPopulation ages 65-69, female | Latin America & Caribbean (excluding high income) | LAC | Population ages 65-69, female | SP.POP.6569.FE | 10070300 | 10482900
LACPopulation ages 60-64, female | Latin America & Caribbean (excluding high income) | LAC | Population ages 60-64, female | SP.POP.6064.FE | 12596400 | 13006100
LACPopulation ages 60-64, male | Latin America & Caribbean (excluding high income) | LAC | Population ages 60-64, male | SP.POP.6064.MA | 11100800 | 11474800
LACPopulation ages 70-74, female | Latin America & Caribbean (excluding high income) | LAC | Population ages 70-74, female | SP.POP.7074.FE | 7304900 | 7653100
LACPopulation ages 70-74, male | Latin America & Caribbean (excluding high income) | LAC | Population ages 70-74, male | SP.POP.7074.MA | 6007800 | 6288600
LACPopulation ages 75-79, female | Latin America & Caribbean (excluding high income) | LAC | Population ages 75-79, female | SP.POP.7579.FE | 5202300 | 5401400
LACPopulation ages 75-79, male | Latin America & Caribbean (excluding high income) | LAC | Population ages 75-79, male | SP.POP.7579.MA | 4013100 | 4165400
LACPopulation ages 80 and above, female | Latin America & Caribbean (excluding high income) | LAC | Population ages 80 and above, female | SP.POP.80UP.FE | 6675100 | 6903500
LACPopulation ages 80 and above, male | Latin America & Caribbean (excluding high income) | LAC | Population ages 80 and above, male | SP.POP.80UP.MA | 4305000 | 4432100
LACPopulation, male | Latin America & Caribbean (excluding high income) | LAC | Population, male | SP.POP.TOTL.MA.IN | 302391000 | 305115000
LACPopulation, total | Latin America & Caribbean (excluding high income) | LAC | Population, total | SP.POP.TOTL | 614714000 | 620352000
LACPopulation, female | Latin America & Caribbean (excluding high income) | LAC | Population, female | SP.POP.TOTL.FE.IN | 312249000 | 315162000
LACPopulation growth (annual %) | Latin America & Caribbean (excluding high income) | LAC | Population growth (annual %) | SP.POP.GROW | 0.93595 | 0.91717
TLAPopulation ages 0-14, female | Latin America & the Caribbean (IDA & IBRD countries) | TLA | Population ages 0-14, female | SP.POP.0014.FE.IN | 75481000 | 75174000
TLAPopulation ages 0-14, male | Latin America & the Caribbean (IDA & IBRD countries) | TLA | Population ages 0-14, male | SP.POP.0014.MA.IN | 78648000 | 78342000
TLAPopulation ages 00-04, female | Latin America & the Caribbean (IDA & IBRD countries) | TLA | Population ages 00-04, female | SP.POP.0004.FE | 24999300 | 24873100
TLAPopulation ages 00-04, male | Latin America & the Caribbean (IDA & IBRD countries) | TLA | Population ages 00-04, male | SP.POP.0004.MA | 26133800 | 26004700
TLAPopulation ages 05-09, female | Latin America & the Caribbean (IDA & IBRD countries) | TLA | Population ages 05-09, female | SP.POP.0509.FE | 25128400 | 25098600
TLAPopulation ages 05-09, male | Latin America & the Caribbean (IDA & IBRD countries) | TLA | Population ages 05-09, male | SP.POP.0509.MA | 26185900 | 26165100
TLAPopulation ages 10-14, female | Latin America & the Caribbean (IDA & IBRD countries) | TLA | Population ages 10-14, female | SP.POP.1014.FE | 25349300 | 25205200
TLAPopulation ages 10-14, male | Latin America & the Caribbean (IDA & IBRD countries) | TLA | Population ages 10-14, male | SP.POP.1014.MA | 26324800 | 26177600
TLAPopulation ages 15-19, female | Latin America & the Caribbean (IDA & IBRD countries) | TLA | Population ages 15-19, female | SP.POP.1519.FE | 26053500 | 25863200
TLAPopulation ages 15-19, male | Latin America & the Caribbean (IDA & IBRD countries) | TLA | Population ages 15-19, male | SP.POP.1519.MA | 26849200 | 26678700
TLAPopulation ages 20-24, female | Latin America & the Caribbean (IDA & IBRD countries) | TLA | Population ages 20-24, female | SP.POP.2024.FE | 26379000 | 26314600
TLAPopulation ages 20-24, male | Latin America & the Caribbean (IDA & IBRD countries) | TLA | Population ages 20-24, male | SP.POP.2024.MA | 26802300 | 26702800
TLAPopulation ages 25-29, female | Latin America & the Caribbean (IDA & IBRD countries) | TLA | Population ages 25-29, female | SP.POP.2529.FE | 25952800 | 26067000
TLAPopulation ages 25-29, male | Latin America & the Caribbean (IDA & IBRD countries) | TLA | Population ages 25-29, male | SP.POP.2529.MA | 26107900 | 26226100
TLAPopulation ages 30-34, female | Latin America & the Caribbean (IDA & IBRD countries) | TLA | Population ages 30-34, female | SP.POP.3034.FE | 24923400 | 25076500
TLAPopulation ages 30-34, male | Latin America & the Caribbean (IDA & IBRD countries) | TLA | Population ages 30-34, male | SP.POP.3034.MA | 24561100 | 24763200
TLAPopulation ages 35-39, female | Latin America & the Caribbean (IDA & IBRD countries) | TLA | Population ages 35-39, female | SP.POP.3539.FE | 23814200 | 24081400
TLAPopulation ages 35-39, male | Latin America & the Caribbean (IDA & IBRD countries) | TLA | Population ages 35-39, male | SP.POP.3539.MA | 23061200 | 23386300
TLAPopulation ages 40-44, female | Latin America & the Caribbean (IDA & IBRD countries) | TLA | Population ages 40-44, female | SP.POP.4044.FE | 21794000 | 22196300
TLAPopulation ages 40-44, male | Latin America & the Caribbean (IDA & IBRD countries) | TLA | Population ages 40-44, male | SP.POP.4044.MA | 20657400 | 21106600
TLAPopulation ages 45-49, female | Latin America & the Caribbean (IDA & IBRD countries) | TLA | Population ages 45-49, female | SP.POP.4549.FE | 19604700 | 19931700
TLAPopulation ages 45-49, male | Latin America & the Caribbean (IDA & IBRD countries) | TLA | Population ages 45-49, male | SP.POP.4549.MA | 18263000 | 18617100
TLAPopulation ages 50-54, female | Latin America & the Caribbean (IDA & IBRD countries) | TLA | Population ages 50-54, female | SP.POP.5054.FE | 17874700 | 18156100
TLAPopulation ages 50-54, male | Latin America & the Caribbean (IDA & IBRD countries) | TLA | Population ages 50-54, male | SP.POP.5054.MA | 16396100 | 16669400
TLAPopulation ages 55-59, male | Latin America & the Caribbean (IDA & IBRD countries) | TLA | Population ages 55-59, male | SP.POP.5559.MA | 14269500 | 14643900
TLAPopulation ages 55-59, female | Latin America & the Caribbean (IDA & IBRD countries) | TLA | Population ages 55-59, female | SP.POP.5559.FE | 15759700 | 16165500
TLAPopulation ages 65-69, male | Latin America & the Caribbean (IDA & IBRD countries) | TLA | Population ages 65-69, male | SP.POP.6569.MA | 8885600 | 9246600
TLAPopulation ages 65-69, female | Latin America & the Caribbean (IDA & IBRD countries) | TLA | Population ages 65-69, female | SP.POP.6569.FE | 10361000 | 10793700
TLAPopulation ages 60-64, female | Latin America & the Caribbean (IDA & IBRD countries) | TLA | Population ages 60-64, female | SP.POP.6064.FE | 13011800 | 13425600
TLAPopulation ages 60-64, male | Latin America & the Caribbean (IDA & IBRD countries) | TLA | Population ages 60-64, male | SP.POP.6064.MA | 11473900 | 11850000
TLAPopulation ages 70-74, female | Latin America & the Caribbean (IDA & IBRD countries) | TLA | Population ages 70-74, female | SP.POP.7074.FE | 7515200 | 7875400
TLAPopulation ages 70-74, male | Latin America & the Caribbean (IDA & IBRD countries) | TLA | Population ages 70-74, male | SP.POP.7074.MA | 6164900 | 6458800
TLAPopulation ages 75-79, female | Latin America & the Caribbean (IDA & IBRD countries) | TLA | Population ages 75-79, female | SP.POP.7579.FE | 5350100 | 5556300
TLAPopulation ages 75-79, male | Latin America & the Caribbean (IDA & IBRD countries) | TLA | Population ages 75-79, male | SP.POP.7579.MA | 4102800 | 4263100
TLAPopulation ages 80 and above, female | Latin America & the Caribbean (IDA & IBRD countries) | TLA | Population ages 80 and above, female | SP.POP.80UP.FE | 6941000 | 7175400
TLAPopulation ages 80 and above, male | Latin America & the Caribbean (IDA & IBRD countries) | TLA | Population ages 80 and above, male | SP.POP.80UP.MA | 4410700 | 4540800
TLAPopulation, male | Latin America & the Caribbean (IDA & IBRD countries) | TLA | Population, male | SP.POP.TOTL.MA.IN | 310639000 | 313494000
TLAPopulation, total | Latin America & the Caribbean (IDA & IBRD countries) | TLA | Population, total | SP.POP.TOTL | 631586000 | 637480000
TLAPopulation, female | Latin America & the Caribbean (IDA & IBRD countries) | TLA | Population, female | SP.POP.TOTL.FE.IN | 320819000 | 323860000
TLAPopulation growth (annual %) | Latin America & the Caribbean (IDA & IBRD countries) | TLA | Population growth (annual %) | SP.POP.GROW | 0.96173 | 0.93321
LVAPopulation ages 0-14, female | Latvia | LVA | Population ages 0-14, female | SP.POP.0014.FE.IN | 151000 | 151000
LVAPopulation ages 0-14, male | Latvia | LVA | Population ages 0-14, male | SP.POP.0014.MA.IN | 162000 | 162000
LVAPopulation ages 00-04, female | Latvia | LVA | Population ages 00-04, female | SP.POP.0004.FE | 54000 | 55000
LVAPopulation ages 00-04, male | Latvia | LVA | Population ages 00-04, male | SP.POP.0004.MA | 59000 | 60000
LVAPopulation ages 05-09, female | Latvia | LVA | Population ages 05-09, female | SP.POP.0509.FE | 47000 | 45000
LVAPopulation ages 05-09, male | Latvia | LVA | Population ages 05-09, male | SP.POP.0509.MA | 50000 | 49000
LVAPopulation ages 10-14, female | Latvia | LVA | Population ages 10-14, female | SP.POP.1014.FE | 50000 | 50000
LVAPopulation ages 10-14, male | Latvia | LVA | Population ages 10-14, male | SP.POP.1014.MA | 52000 | 53000
LVAPopulation ages 15-19, female | Latvia | LVA | Population ages 15-19, female | SP.POP.1519.FE | 41000 | 43000
LVAPopulation ages 15-19, male | Latvia | LVA | Population ages 15-19, male | SP.POP.1519.MA | 42000 | 44000
LVAPopulation ages 20-24, female | Latvia | LVA | Population ages 20-24, female | SP.POP.2024.FE | 38000 | 34000
LVAPopulation ages 20-24, male | Latvia | LVA | Population ages 20-24, male | SP.POP.2024.MA | 41000 | 37000
LVAPopulation ages 25-29, female | Latvia | LVA | Population ages 25-29, female | SP.POP.2529.FE | 62000 | 58000
LVAPopulation ages 25-29, male | Latvia | LVA | Population ages 25-29, male | SP.POP.2529.MA | 66000 | 62000
LVAPopulation ages 30-34, female | Latvia | LVA | Population ages 30-34, female | SP.POP.3034.FE | 69000 | 70000
LVAPopulation ages 30-34, male | Latvia | LVA | Population ages 30-34, male | SP.POP.3034.MA | 73000 | 73000
LVAPopulation ages 35-39, female | Latvia | LVA | Population ages 35-39, female | SP.POP.3539.FE | 60000 | 60000
LVAPopulation ages 35-39, male | Latvia | LVA | Population ages 35-39, male | SP.POP.3539.MA | 62000 | 62000
LVAPopulation ages 40-44, female | Latvia | LVA | Population ages 40-44, female | SP.POP.4044.FE | 63000 | 62000
LVAPopulation ages 40-44, male | Latvia | LVA | Population ages 40-44, male | SP.POP.4044.MA | 62000 | 60000
LVAPopulation ages 45-49, female | Latvia | LVA | Population ages 45-49, female | SP.POP.4549.FE | 68000 | 69000
LVAPopulation ages 45-49, male | Latvia | LVA | Population ages 45-49, male | SP.POP.4549.MA | 65000 | 65000
LVAPopulation ages 50-54, female | Latvia | LVA | Population ages 50-54, female | SP.POP.5054.FE | 66000 | 63000
LVAPopulation ages 50-54, male | Latvia | LVA | Population ages 50-54, male | SP.POP.5054.MA | 59000 | 57000
LVAPopulation ages 55-59, male | Latvia | LVA | Population ages 55-59, male | SP.POP.5559.MA | 67000 | 67000
LVAPopulation ages 55-59, female | Latvia | LVA | Population ages 55-59, female | SP.POP.5559.FE | 79000 | 79000
LVAPopulation ages 65-69, male | Latvia | LVA | Population ages 65-69, male | SP.POP.6569.MA | 45000 | 48000
LVAPopulation ages 65-69, female | Latvia | LVA | Population ages 65-69, female | SP.POP.6569.FE | 69000 | 73000
LVAPopulation ages 60-64, female | Latvia | LVA | Population ages 60-64, female | SP.POP.6064.FE | 74000 | 74000
LVAPopulation ages 60-64, male | Latvia | LVA | Population ages 60-64, male | SP.POP.6064.MA | 56000 | 57000
LVAPopulation ages 70-74, female | Latvia | LVA | Population ages 70-74, female | SP.POP.7074.FE | 51000 | 48000
LVAPopulation ages 70-74, male | Latvia | LVA | Population ages 70-74, male | SP.POP.7074.MA | 28000 | 27000
LVAPopulation ages 75-79, female | Latvia | LVA | Population ages 75-79, female | SP.POP.7579.FE | 59000 | 61000
LVAPopulation ages 75-79, male | Latvia | LVA | Population ages 75-79, male | SP.POP.7579.MA | 28000 | 28000
LVAPopulation ages 80 and above, female | Latvia | LVA | Population ages 80 and above, female | SP.POP.80UP.FE | 82000 | 81000
LVAPopulation ages 80 and above, male | Latvia | LVA | Population ages 80 and above, male | SP.POP.80UP.MA | 28000 | 27000
LVAPopulation, male | Latvia | LVA | Population, male | SP.POP.TOTL.MA.IN | 882000 | 878000
LVAPopulation, total | Latvia | LVA | Population, total | SP.POP.TOTL | 1916000 | 1905000
LVAPopulation, female | Latvia | LVA | Population, female | SP.POP.TOTL.FE.IN | 1034000 | 1027000
LVAPopulation growth (annual %) | Latvia | LVA | Population growth (annual %) | SP.POP.GROW | 0 | 0
LDCPopulation ages 0-14, female | Least developed countries: UN classification | LDC | Population ages 0-14, female | SP.POP.0014.FE.IN | 199673000 | 202662000
LDCPopulation ages 0-14, male | Least developed countries: UN classification | LDC | Population ages 0-14, male | SP.POP.0014.MA.IN | 204669000 | 207792000
LDCPopulation ages 00-04, female | Least developed countries: UN classification | LDC | Population ages 00-04, female | SP.POP.0004.FE | 72547200 | 73543400
LDCPopulation ages 00-04, male | Least developed countries: UN classification | LDC | Population ages 00-04, male | SP.POP.0004.MA | 74582700 | 75613800
LDCPopulation ages 05-09, female | Least developed countries: UN classification | LDC | Population ages 05-09, female | SP.POP.0509.FE | 66424900 | 67354800
LDCPopulation ages 05-09, male | Least developed countries: UN classification | LDC | Population ages 05-09, male | SP.POP.0509.MA | 68064400 | 69045500
LDCPopulation ages 10-14, female | Least developed countries: UN classification | LDC | Population ages 10-14, female | SP.POP.1014.FE | 60703300 | 61763600
LDCPopulation ages 10-14, male | Least developed countries: UN classification | LDC | Population ages 10-14, male | SP.POP.1014.MA | 62025500 | 63135800
LDCPopulation ages 15-19, female | Least developed countries: UN classification | LDC | Population ages 15-19, female | SP.POP.1519.FE | 54593000 | 55716000
LDCPopulation ages 15-19, male | Least developed countries: UN classification | LDC | Population ages 15-19, male | SP.POP.1519.MA | 55571200 | 56786200
LDCPopulation ages 20-24, female | Least developed countries: UN classification | LDC | Population ages 20-24, female | SP.POP.2024.FE | 48172400 | 49292600
LDCPopulation ages 20-24, male | Least developed countries: UN classification | LDC | Population ages 20-24, male | SP.POP.2024.MA | 48465600 | 49676000
LDCPopulation ages 25-29, female | Least developed countries: UN classification | LDC | Population ages 25-29, female | SP.POP.2529.FE | 41786200 | 42931200
LDCPopulation ages 25-29, male | Least developed countries: UN classification | LDC | Population ages 25-29, male | SP.POP.2529.MA | 41278300 | 42510400
LDCPopulation ages 30-34, female | Least developed countries: UN classification | LDC | Population ages 30-34, female | SP.POP.3034.FE | 35850700 | 36757700
LDCPopulation ages 30-34, male | Least developed countries: UN classification | LDC | Population ages 30-34, male | SP.POP.3034.MA | 34627400 | 35621500
LDCPopulation ages 35-39, female | Least developed countries: UN classification | LDC | Population ages 35-39, female | SP.POP.3539.FE | 30937800 | 31879300
LDCPopulation ages 35-39, male | Least developed countries: UN classification | LDC | Population ages 35-39, male | SP.POP.3539.MA | 29436400 | 30348800
LDCPopulation ages 40-44, female | Least developed countries: UN classification | LDC | Population ages 40-44, female | SP.POP.4044.FE | 25298200 | 26179800
LDCPopulation ages 40-44, male | Least developed countries: UN classification | LDC | Population ages 40-44, male | SP.POP.4044.MA | 24116000 | 24909600
LDCPopulation ages 45-49, female | Least developed countries: UN classification | LDC | Population ages 45-49, female | SP.POP.4549.FE | 21007600 | 21669000
LDCPopulation ages 45-49, male | Least developed countries: UN classification | LDC | Population ages 45-49, male | SP.POP.4549.MA | 20067600 | 20682700
LDCPopulation ages 50-54, female | Least developed countries: UN classification | LDC | Population ages 50-54, female | SP.POP.5054.FE | 17385000 | 17932200
LDCPopulation ages 50-54, male | Least developed countries: UN classification | LDC | Population ages 50-54, male | SP.POP.5054.MA | 16445800 | 16973100
LDCPopulation ages 55-59, male | Least developed countries: UN classification | LDC | Population ages 55-59, male | SP.POP.5559.MA | 13027400 | 13541200
LDCPopulation ages 55-59, female | Least developed countries: UN classification | LDC | Population ages 55-59, female | SP.POP.5559.FE | 13973900 | 14507600
LDCPopulation ages 65-69, male | Least developed countries: UN classification | LDC | Population ages 65-69, male | SP.POP.6569.MA | 6821700 | 7081000
LDCPopulation ages 65-69, female | Least developed countries: UN classification | LDC | Population ages 65-69, female | SP.POP.6569.FE | 7793200 | 8080500
LDCPopulation ages 60-64, female | Least developed countries: UN classification | LDC | Population ages 60-64, female | SP.POP.6064.FE | 10600700 | 11073100
LDCPopulation ages 60-64, male | Least developed countries: UN classification | LDC | Population ages 60-64, male | SP.POP.6064.MA | 9583200 | 10011200
LDCPopulation ages 70-74, female | Least developed countries: UN classification | LDC | Population ages 70-74, female | SP.POP.7074.FE | 5678200 | 5848600
LDCPopulation ages 70-74, male | Least developed countries: UN classification | LDC | Population ages 70-74, male | SP.POP.7074.MA | 4716300 | 4849500
LDCPopulation ages 75-79, female | Least developed countries: UN classification | LDC | Population ages 75-79, female | SP.POP.7579.FE | 3669100 | 3801100
LDCPopulation ages 75-79, male | Least developed countries: UN classification | LDC | Population ages 75-79, male | SP.POP.7579.MA | 2924900 | 3010000
LDCPopulation ages 80 and above, female | Least developed countries: UN classification | LDC | Population ages 80 and above, female | SP.POP.80UP.FE | 3021400 | 3076700
LDCPopulation ages 80 and above, male | Least developed countries: UN classification | LDC | Population ages 80 and above, male | SP.POP.80UP.MA | 2204900 | 2212200
LDCPopulation, male | Least developed countries: UN classification | LDC | Population, male | SP.POP.TOTL.MA.IN | 513948000 | 526010000
LDCPopulation, total | Least developed countries: UN classification | LDC | Population, total | SP.POP.TOTL | 1033389000 | 1057439000
LDCPopulation, female | Least developed countries: UN classification | LDC | Population, female | SP.POP.TOTL.FE.IN | 519430000 | 531416000
LDCPopulation growth (annual %) | Least developed countries: UN classification | LDC | Population growth (annual %) | SP.POP.GROW | 2.3499 | 2.3273
LBNPopulation ages 0-14, female | Lebanon | LBN | Population ages 0-14, female | SP.POP.0014.FE.IN | 842000 | 822000
LBNPopulation ages 0-14, male | Lebanon | LBN | Population ages 0-14, male | SP.POP.0014.MA.IN | 912000 | 889000
LBNPopulation ages 00-04, female | Lebanon | LBN | Population ages 00-04, female | SP.POP.0004.FE | 289000 | 277000
LBNPopulation ages 00-04, male | Lebanon | LBN | Population ages 00-04, male | SP.POP.0004.MA | 303000 | 289000
LBNPopulation ages 05-09, female | Lebanon | LBN | Population ages 05-09, female | SP.POP.0509.FE | 281000 | 279000
LBNPopulation ages 05-09, male | Lebanon | LBN | Population ages 05-09, male | SP.POP.0509.MA | 311000 | 307000
LBNPopulation ages 10-14, female | Lebanon | LBN | Population ages 10-14, female | SP.POP.1014.FE | 272000 | 265000
LBNPopulation ages 10-14, male | Lebanon | LBN | Population ages 10-14, male | SP.POP.1014.MA | 297000 | 294000
LBNPopulation ages 15-19, female | Lebanon | LBN | Population ages 15-19, female | SP.POP.1519.FE | 294000 | 285000
LBNPopulation ages 15-19, male | Lebanon | LBN | Population ages 15-19, male | SP.POP.1519.MA | 297000 | 291000
LBNPopulation ages 20-24, female | Lebanon | LBN | Population ages 20-24, female | SP.POP.2024.FE | 306000 | 299000
LBNPopulation ages 20-24, male | Lebanon | LBN | Population ages 20-24, male | SP.POP.2024.MA | 297000 | 294000
LBNPopulation ages 25-29, female | Lebanon | LBN | Population ages 25-29, female | SP.POP.2529.FE | 306000 | 303000
LBNPopulation ages 25-29, male | Lebanon | LBN | Population ages 25-29, male | SP.POP.2529.MA | 277000 | 280000
LBNPopulation ages 30-34, female | Lebanon | LBN | Population ages 30-34, female | SP.POP.3034.FE | 282000 | 282000
LBNPopulation ages 30-34, male | Lebanon | LBN | Population ages 30-34, male | SP.POP.3034.MA | 239000 | 240000
LBNPopulation ages 35-39, female | Lebanon | LBN | Population ages 35-39, female | SP.POP.3539.FE | 257000 | 259000
LBNPopulation ages 35-39, male | Lebanon | LBN | Population ages 35-39, male | SP.POP.3539.MA | 232000 | 229000
LBNPopulation ages 40-44, female | Lebanon | LBN | Population ages 40-44, female | SP.POP.4044.FE | 227000 | 229000
LBNPopulation ages 40-44, male | Lebanon | LBN | Population ages 40-44, male | SP.POP.4044.MA | 225000 | 224000
LBNPopulation ages 45-49, female | Lebanon | LBN | Population ages 45-49, female | SP.POP.4549.FE | 201000 | 203000
LBNPopulation ages 45-49, male | Lebanon | LBN | Population ages 45-49, male | SP.POP.4549.MA | 210000 | 207000
LBNPopulation ages 50-54, female | Lebanon | LBN | Population ages 50-54, female | SP.POP.5054.FE | 173000 | 177000
LBNPopulation ages 50-54, male | Lebanon | LBN | Population ages 50-54, male | SP.POP.5054.MA | 216000 | 213000
LBNPopulation ages 55-59, male | Lebanon | LBN | Population ages 55-59, male | SP.POP.5559.MA | 191000 | 198000
LBNPopulation ages 55-59, female | Lebanon | LBN | Population ages 55-59, female | SP.POP.5559.FE | 133000 | 137000
LBNPopulation ages 65-69, male | Lebanon | LBN | Population ages 65-69, male | SP.POP.6569.MA | 88000 | 92000
LBNPopulation ages 65-69, female | Lebanon | LBN | Population ages 65-69, female | SP.POP.6569.FE | 104000 | 107000
LBNPopulation ages 60-64, female | Lebanon | LBN | Population ages 60-64, female | SP.POP.6064.FE | 116000 | 115000
LBNPopulation ages 60-64, male | Lebanon | LBN | Population ages 60-64, male | SP.POP.6064.MA | 126000 | 134000
LBNPopulation ages 70-74, female | Lebanon | LBN | Population ages 70-74, female | SP.POP.7074.FE | 63000 | 69000
LBNPopulation ages 70-74, male | Lebanon | LBN | Population ages 70-74, male | SP.POP.7074.MA | 60000 | 63000
LBNPopulation ages 75-79, female | Lebanon | LBN | Population ages 75-79, female | SP.POP.7579.FE | 41000 | 41000
LBNPopulation ages 75-79, male | Lebanon | LBN | Population ages 75-79, male | SP.POP.7579.MA | 38000 | 39000
LBNPopulation ages 80 and above, female | Lebanon | LBN | Population ages 80 and above, female | SP.POP.80UP.FE | 62000 | 63000
LBNPopulation ages 80 and above, male | Lebanon | LBN | Population ages 80 and above, male | SP.POP.80UP.MA | 42000 | 42000
LBNPopulation, male | Lebanon | LBN | Population, male | SP.POP.TOTL.MA.IN | 3449000 | 3436000
LBNPopulation, total | Lebanon | LBN | Population, total | SP.POP.TOTL | 6856000 | 6825000
LBNPopulation, female | Lebanon | LBN | Population, female | SP.POP.TOTL.FE.IN | 3406000 | 3390000
LBNPopulation growth (annual %) | Lebanon | LBN | Population growth (annual %) | SP.POP.GROW | 0 | 0
LSOPopulation ages 0-14, female | Lesotho | LSO | Population ages 0-14, female | SP.POP.0014.FE.IN | 345000 | 345000
LSOPopulation ages 0-14, male | Lesotho | LSO | Population ages 0-14, male | SP.POP.0014.MA.IN | 345000 | 346000
LSOPopulation ages 00-04, female | Lesotho | LSO | Population ages 00-04, female | SP.POP.0004.FE | 126000 | 126000
LSOPopulation ages 00-04, male | Lesotho | LSO | Population ages 00-04, male | SP.POP.0004.MA | 127000 | 128000
LSOPopulation ages 05-09, female | Lesotho | LSO | Population ages 05-09, female | SP.POP.0509.FE | 112000 | 113000
LSOPopulation ages 05-09, male | Lesotho | LSO | Population ages 05-09, male | SP.POP.0509.MA | 112000 | 113000
LSOPopulation ages 10-14, female | Lesotho | LSO | Population ages 10-14, female | SP.POP.1014.FE | 107000 | 106000
LSOPopulation ages 10-14, male | Lesotho | LSO | Population ages 10-14, male | SP.POP.1014.MA | 106000 | 105000
LSOPopulation ages 15-19, female | Lesotho | LSO | Population ages 15-19, female | SP.POP.1519.FE | 108000 | 108000
LSOPopulation ages 15-19, male | Lesotho | LSO | Population ages 15-19, male | SP.POP.1519.MA | 109000 | 108000
LSOPopulation ages 20-24, female | Lesotho | LSO | Population ages 20-24, female | SP.POP.2024.FE | 101000 | 101000
LSOPopulation ages 20-24, male | Lesotho | LSO | Population ages 20-24, male | SP.POP.2024.MA | 103000 | 103000
LSOPopulation ages 25-29, female | Lesotho | LSO | Population ages 25-29, female | SP.POP.2529.FE | 95000 | 94000
LSOPopulation ages 25-29, male | Lesotho | LSO | Population ages 25-29, male | SP.POP.2529.MA | 97000 | 97000
LSOPopulation ages 30-34, female | Lesotho | LSO | Population ages 30-34, female | SP.POP.3034.FE | 84000 | 84000
LSOPopulation ages 30-34, male | Lesotho | LSO | Population ages 30-34, male | SP.POP.3034.MA | 90000 | 91000
LSOPopulation ages 35-39, female | Lesotho | LSO | Population ages 35-39, female | SP.POP.3539.FE | 70000 | 72000
LSOPopulation ages 35-39, male | Lesotho | LSO | Population ages 35-39, male | SP.POP.3539.MA | 79000 | 81000
LSOPopulation ages 40-44, female | Lesotho | LSO | Population ages 40-44, female | SP.POP.4044.FE | 54000 | 56000
LSOPopulation ages 40-44, male | Lesotho | LSO | Population ages 40-44, male | SP.POP.4044.MA | 60000 | 63000
LSOPopulation ages 45-49, female | Lesotho | LSO | Population ages 45-49, female | SP.POP.4549.FE | 44000 | 45000
LSOPopulation ages 45-49, male | Lesotho | LSO | Population ages 45-49, male | SP.POP.4549.MA | 43000 | 45000
LSOPopulation ages 50-54, female | Lesotho | LSO | Population ages 50-54, female | SP.POP.5054.FE | 40000 | 40000
LSOPopulation ages 50-54, male | Lesotho | LSO | Population ages 50-54, male | SP.POP.5054.MA | 34000 | 34000
LSOPopulation ages 55-59, male | Lesotho | LSO | Population ages 55-59, male | SP.POP.5559.MA | 28000 | 29000
LSOPopulation ages 55-59, female | Lesotho | LSO | Population ages 55-59, female | SP.POP.5559.FE | 37000 | 37000
LSOPopulation ages 65-69, male | Lesotho | LSO | Population ages 65-69, male | SP.POP.6569.MA | 16000 | 16000
LSOPopulation ages 65-69, female | Lesotho | LSO | Population ages 65-69, female | SP.POP.6569.FE | 25000 | 25000
LSOPopulation ages 60-64, female | Lesotho | LSO | Population ages 60-64, female | SP.POP.6064.FE | 32000 | 33000
LSOPopulation ages 60-64, male | Lesotho | LSO | Population ages 60-64, male | SP.POP.6064.MA | 22000 | 22000
LSOPopulation ages 70-74, female | Lesotho | LSO | Population ages 70-74, female | SP.POP.7074.FE | 18000 | 18000
LSOPopulation ages 70-74, male | Lesotho | LSO | Population ages 70-74, male | SP.POP.7074.MA | 11000 | 11000
LSOPopulation ages 75-79, female | Lesotho | LSO | Population ages 75-79, female | SP.POP.7579.FE | 12000 | 12000
LSOPopulation ages 75-79, male | Lesotho | LSO | Population ages 75-79, male | SP.POP.7579.MA | 6300 | 6400
LSOPopulation ages 80 and above, female | Lesotho | LSO | Population ages 80 and above, female | SP.POP.80UP.FE | 13000 | 12000
LSOPopulation ages 80 and above, male | Lesotho | LSO | Population ages 80 and above, male | SP.POP.80UP.MA | 3900 | 3700
LSOPopulation, male | Lesotho | LSO | Population, male | SP.POP.TOTL.MA.IN | 1048000 | 1057000
LSOPopulation, total | Lesotho | LSO | Population, total | SP.POP.TOTL | 2125000 | 2142000
LSOPopulation, female | Lesotho | LSO | Population, female | SP.POP.TOTL.FE.IN | 1077000 | 1085000
LSOPopulation growth (annual %) | Lesotho | LSO | Population growth (annual %) | SP.POP.GROW | 0 | 0
LBRPopulation ages 0-14, female | Liberia | LBR | Population ages 0-14, female | SP.POP.0014.FE.IN | 986000 | 1001000
LBRPopulation ages 0-14, male | Liberia | LBR | Population ages 0-14, male | SP.POP.0014.MA.IN | 1026000 | 1041000
LBRPopulation ages 00-04, female | Liberia | LBR | Population ages 00-04, female | SP.POP.0004.FE | 357000 | 363000
LBRPopulation ages 00-04, male | Liberia | LBR | Population ages 00-04, male | SP.POP.0004.MA | 373000 | 378000
LBRPopulation ages 05-09, female | Liberia | LBR | Population ages 05-09, female | SP.POP.0509.FE | 328000 | 332000
LBRPopulation ages 05-09, male | Liberia | LBR | Population ages 05-09, male | SP.POP.0509.MA | 342000 | 346000
LBRPopulation ages 10-14, female | Liberia | LBR | Population ages 10-14, female | SP.POP.1014.FE | 300000 | 306000
LBRPopulation ages 10-14, male | Liberia | LBR | Population ages 10-14, male | SP.POP.1014.MA | 311000 | 317000
LBRPopulation ages 15-19, female | Liberia | LBR | Population ages 15-19, female | SP.POP.1519.FE | 264000 | 272000
LBRPopulation ages 15-19, male | Liberia | LBR | Population ages 15-19, male | SP.POP.1519.MA | 272000 | 280000
LBRPopulation ages 20-24, female | Liberia | LBR | Population ages 20-24, female | SP.POP.2024.FE | 221000 | 229000
LBRPopulation ages 20-24, male | Liberia | LBR | Population ages 20-24, male | SP.POP.2024.MA | 225000 | 234000
LBRPopulation ages 25-29, female | Liberia | LBR | Population ages 25-29, female | SP.POP.2529.FE | 183000 | 188000
LBRPopulation ages 25-29, male | Liberia | LBR | Population ages 25-29, male | SP.POP.2529.MA | 185000 | 190000
LBRPopulation ages 30-34, female | Liberia | LBR | Population ages 30-34, female | SP.POP.3034.FE | 164000 | 166000
LBRPopulation ages 30-34, male | Liberia | LBR | Population ages 30-34, male | SP.POP.3034.MA | 165000 | 168000
LBRPopulation ages 35-39, female | Liberia | LBR | Population ages 35-39, female | SP.POP.3539.FE | 143000 | 147000
LBRPopulation ages 35-39, male | Liberia | LBR | Population ages 35-39, male | SP.POP.3539.MA | 145000 | 149000
LBRPopulation ages 40-44, female | Liberia | LBR | Population ages 40-44, female | SP.POP.4044.FE | 118000 | 122000
LBRPopulation ages 40-44, male | Liberia | LBR | Population ages 40-44, male | SP.POP.4044.MA | 119000 | 123000
LBRPopulation ages 45-49, female | Liberia | LBR | Population ages 45-49, female | SP.POP.4549.FE | 96000 | 100000
LBRPopulation ages 45-49, male | Liberia | LBR | Population ages 45-49, male | SP.POP.4549.MA | 95000 | 99000
LBRPopulation ages 50-54, female | Liberia | LBR | Population ages 50-54, female | SP.POP.5054.FE | 78000 | 80000
LBRPopulation ages 50-54, male | Liberia | LBR | Population ages 50-54, male | SP.POP.5054.MA | 75000 | 78000
LBRPopulation ages 55-59, male | Liberia | LBR | Population ages 55-59, male | SP.POP.5559.MA | 58000 | 61000
LBRPopulation ages 55-59, female | Liberia | LBR | Population ages 55-59, female | SP.POP.5559.FE | 63000 | 65000
LBRPopulation ages 65-69, male | Liberia | LBR | Population ages 65-69, male | SP.POP.6569.MA | 31000 | 32000
LBRPopulation ages 65-69, female | Liberia | LBR | Population ages 65-69, female | SP.POP.6569.FE | 37000 | 39000
LBRPopulation ages 60-64, female | Liberia | LBR | Population ages 60-64, female | SP.POP.6064.FE | 50000 | 52000
LBRPopulation ages 60-64, male | Liberia | LBR | Population ages 60-64, male | SP.POP.6064.MA | 44000 | 46000
LBRPopulation ages 70-74, female | Liberia | LBR | Population ages 70-74, female | SP.POP.7074.FE | 24000 | 25000
LBRPopulation ages 70-74, male | Liberia | LBR | Population ages 70-74, male | SP.POP.7074.MA | 19000 | 20000
LBRPopulation ages 75-79, female | Liberia | LBR | Population ages 75-79, female | SP.POP.7579.FE | 17000 | 18000
LBRPopulation ages 75-79, male | Liberia | LBR | Population ages 75-79, male | SP.POP.7579.MA | 14000 | 14000
LBRPopulation ages 80 and above, female | Liberia | LBR | Population ages 80 and above, female | SP.POP.80UP.FE | 11000 | 12000
LBRPopulation ages 80 and above, male | Liberia | LBR | Population ages 80 and above, male | SP.POP.80UP.MA | 8400 | 8600
LBRPopulation, male | Liberia | LBR | Population, male | SP.POP.TOTL.MA.IN | 2481000 | 2543000
LBRPopulation, total | Liberia | LBR | Population, total | SP.POP.TOTL | 4937000 | 5058000
LBRPopulation, female | Liberia | LBR | Population, female | SP.POP.TOTL.FE.IN | 2456000 | 2515000
LBRPopulation growth (annual %) | Liberia | LBR | Population growth (annual %) | SP.POP.GROW | 0 | 0
LBYPopulation ages 0-14, female | Libya | LBY | Population ages 0-14, female | SP.POP.0014.FE.IN | 926000 | 929000
LBYPopulation ages 0-14, male | Libya | LBY | Population ages 0-14, male | SP.POP.0014.MA.IN | 976000 | 980000
LBYPopulation ages 00-04, female | Libya | LBY | Population ages 00-04, female | SP.POP.0004.FE | 308000 | 303000
LBYPopulation ages 00-04, male | Libya | LBY | Population ages 00-04, male | SP.POP.0004.MA | 325000 | 321000
LBYPopulation ages 05-09, female | Libya | LBY | Population ages 05-09, female | SP.POP.0509.FE | 320000 | 322000
LBYPopulation ages 05-09, male | Libya | LBY | Population ages 05-09, male | SP.POP.0509.MA | 338000 | 340000
LBYPopulation ages 10-14, female | Libya | LBY | Population ages 10-14, female | SP.POP.1014.FE | 298000 | 304000
LBYPopulation ages 10-14, male | Libya | LBY | Population ages 10-14, male | SP.POP.1014.MA | 313000 | 320000
LBYPopulation ages 15-19, female | Libya | LBY | Population ages 15-19, female | SP.POP.1519.FE | 270000 | 274000
LBYPopulation ages 15-19, male | Libya | LBY | Population ages 15-19, male | SP.POP.1519.MA | 284000 | 288000
LBYPopulation ages 20-24, female | Libya | LBY | Population ages 20-24, female | SP.POP.2024.FE | 267000 | 266000
LBYPopulation ages 20-24, male | Libya | LBY | Population ages 20-24, male | SP.POP.2024.MA | 276000 | 276000
LBYPopulation ages 25-29, female | Libya | LBY | Population ages 25-29, female | SP.POP.2529.FE | 278000 | 274000
LBYPopulation ages 25-29, male | Libya | LBY | Population ages 25-29, male | SP.POP.2529.MA | 282000 | 279000
LBYPopulation ages 30-34, female | Libya | LBY | Population ages 30-34, female | SP.POP.3034.FE | 294000 | 293000
LBYPopulation ages 30-34, male | Libya | LBY | Population ages 30-34, male | SP.POP.3034.MA | 294000 | 293000
LBYPopulation ages 35-39, female | Libya | LBY | Population ages 35-39, female | SP.POP.3539.FE | 287000 | 288000
LBYPopulation ages 35-39, male | Libya | LBY | Population ages 35-39, male | SP.POP.3539.MA | 291000 | 290000
LBYPopulation ages 40-44, female | Libya | LBY | Population ages 40-44, female | SP.POP.4044.FE | 272000 | 277000
LBYPopulation ages 40-44, male | Libya | LBY | Population ages 40-44, male | SP.POP.4044.MA | 283000 | 287000
LBYPopulation ages 45-49, female | Libya | LBY | Population ages 45-49, female | SP.POP.4549.FE | 227000 | 237000
LBYPopulation ages 45-49, male | Libya | LBY | Population ages 45-49, male | SP.POP.4549.MA | 239000 | 248000
LBYPopulation ages 50-54, female | Libya | LBY | Population ages 50-54, female | SP.POP.5054.FE | 171000 | 182000
LBYPopulation ages 50-54, male | Libya | LBY | Population ages 50-54, male | SP.POP.5054.MA | 177000 | 190000
LBYPopulation ages 55-59, male | Libya | LBY | Population ages 55-59, male | SP.POP.5559.MA | 110000 | 120000
LBYPopulation ages 55-59, female | Libya | LBY | Population ages 55-59, female | SP.POP.5559.FE | 116000 | 125000
LBYPopulation ages 65-69, male | Libya | LBY | Population ages 65-69, male | SP.POP.6569.MA | 54000 | 57000
LBYPopulation ages 65-69, female | Libya | LBY | Population ages 65-69, female | SP.POP.6569.FE | 61000 | 64000
LBYPopulation ages 60-64, female | Libya | LBY | Population ages 60-64, female | SP.POP.6064.FE | 81000 | 86000
LBYPopulation ages 60-64, male | Libya | LBY | Population ages 60-64, male | SP.POP.6064.MA | 74000 | 78000
LBYPopulation ages 70-74, female | Libya | LBY | Population ages 70-74, female | SP.POP.7074.FE | 42000 | 43000
LBYPopulation ages 70-74, male | Libya | LBY | Population ages 70-74, male | SP.POP.7074.MA | 36000 | 36000
LBYPopulation ages 75-79, female | Libya | LBY | Population ages 75-79, female | SP.POP.7579.FE | 32000 | 33000
LBYPopulation ages 75-79, male | Libya | LBY | Population ages 75-79, male | SP.POP.7579.MA | 26000 | 27000
LBYPopulation ages 80 and above, female | Libya | LBY | Population ages 80 and above, female | SP.POP.80UP.FE | 30000 | 31000
LBYPopulation ages 80 and above, male | Libya | LBY | Population ages 80 and above, male | SP.POP.80UP.MA | 21000 | 21000
LBYPopulation, male | Libya | LBY | Population, male | SP.POP.TOTL.MA.IN | 3423000 | 3469000
LBYPopulation, total | Libya | LBY | Population, total | SP.POP.TOTL | 6777000 | 6871000
LBYPopulation, female | Libya | LBY | Population, female | SP.POP.TOTL.FE.IN | 3355000 | 3403000
LBYPopulation growth (annual %) | Libya | LBY | Population growth (annual %) | SP.POP.GROW | 0 | 0
LIEPopulation ages 0-14, female | Liechtenstein | LIE | Population ages 0-14, female | SP.POP.0014.FE.IN | 0 | 0
LIEPopulation ages 0-14, male | Liechtenstein | LIE | Population ages 0-14, male | SP.POP.0014.MA.IN | 0 | 0
LIEPopulation ages 00-04, female | Liechtenstein | LIE | Population ages 00-04, female | SP.POP.0004.FE | 0 | 0
LIEPopulation ages 00-04, male | Liechtenstein | LIE | Population ages 00-04, male | SP.POP.0004.MA | 0 | 0
LIEPopulation ages 05-09, female | Liechtenstein | LIE | Population ages 05-09, female | SP.POP.0509.FE | 0 | 0
LIEPopulation ages 05-09, male | Liechtenstein | LIE | Population ages 05-09, male | SP.POP.0509.MA | 0 | 0
LIEPopulation ages 10-14, female | Liechtenstein | LIE | Population ages 10-14, female | SP.POP.1014.FE | 0 | 0
LIEPopulation ages 10-14, male | Liechtenstein | LIE | Population ages 10-14, male | SP.POP.1014.MA | 0 | 0
LIEPopulation ages 15-19, female | Liechtenstein | LIE | Population ages 15-19, female | SP.POP.1519.FE | 0 | 0
LIEPopulation ages 15-19, male | Liechtenstein | LIE | Population ages 15-19, male | SP.POP.1519.MA | 0 | 0
LIEPopulation ages 20-24, female | Liechtenstein | LIE | Population ages 20-24, female | SP.POP.2024.FE | 0 | 0
LIEPopulation ages 20-24, male | Liechtenstein | LIE | Population ages 20-24, male | SP.POP.2024.MA | 0 | 0
LIEPopulation ages 25-29, female | Liechtenstein | LIE | Population ages 25-29, female | SP.POP.2529.FE | 0 | 0
LIEPopulation ages 25-29, male | Liechtenstein | LIE | Population ages 25-29, male | SP.POP.2529.MA | 0 | 0
LIEPopulation ages 30-34, female | Liechtenstein | LIE | Population ages 30-34, female | SP.POP.3034.FE | 0 | 0
LIEPopulation ages 30-34, male | Liechtenstein | LIE | Population ages 30-34, male | SP.POP.3034.MA | 0 | 0
LIEPopulation ages 35-39, female | Liechtenstein | LIE | Population ages 35-39, female | SP.POP.3539.FE | 0 | 0
LIEPopulation ages 35-39, male | Liechtenstein | LIE | Population ages 35-39, male | SP.POP.3539.MA | 0 | 0
LIEPopulation ages 40-44, female | Liechtenstein | LIE | Population ages 40-44, female | SP.POP.4044.FE | 0 | 0
LIEPopulation ages 40-44, male | Liechtenstein | LIE | Population ages 40-44, male | SP.POP.4044.MA | 0 | 0
LIEPopulation ages 45-49, female | Liechtenstein | LIE | Population ages 45-49, female | SP.POP.4549.FE | 0 | 0
LIEPopulation ages 45-49, male | Liechtenstein | LIE | Population ages 45-49, male | SP.POP.4549.MA | 0 | 0
LIEPopulation ages 50-54, female | Liechtenstein | LIE | Population ages 50-54, female | SP.POP.5054.FE | 0 | 0
LIEPopulation ages 50-54, male | Liechtenstein | LIE | Population ages 50-54, male | SP.POP.5054.MA | 0 | 0
LIEPopulation ages 55-59, male | Liechtenstein | LIE | Population ages 55-59, male | SP.POP.5559.MA | 0 | 0
LIEPopulation ages 55-59, female | Liechtenstein | LIE | Population ages 55-59, female | SP.POP.5559.FE | 0 | 0
LIEPopulation ages 65-69, male | Liechtenstein | LIE | Population ages 65-69, male | SP.POP.6569.MA | 0 | 0
LIEPopulation ages 65-69, female | Liechtenstein | LIE | Population ages 65-69, female | SP.POP.6569.FE | 0 | 0
LIEPopulation ages 60-64, female | Liechtenstein | LIE | Population ages 60-64, female | SP.POP.6064.FE | 0 | 0
LIEPopulation ages 60-64, male | Liechtenstein | LIE | Population ages 60-64, male | SP.POP.6064.MA | 0 | 0
LIEPopulation ages 70-74, female | Liechtenstein | LIE | Population ages 70-74, female | SP.POP.7074.FE | 0 | 0
LIEPopulation ages 70-74, male | Liechtenstein | LIE | Population ages 70-74, male | SP.POP.7074.MA | 0 | 0
LIEPopulation ages 75-79, female | Liechtenstein | LIE | Population ages 75-79, female | SP.POP.7579.FE | 0 | 0
LIEPopulation ages 75-79, male | Liechtenstein | LIE | Population ages 75-79, male | SP.POP.7579.MA | 0 | 0
LIEPopulation ages 80 and above, female | Liechtenstein | LIE | Population ages 80 and above, female | SP.POP.80UP.FE | 0 | 0
LIEPopulation ages 80 and above, male | Liechtenstein | LIE | Population ages 80 and above, male | SP.POP.80UP.MA | 0 | 0
LIEPopulation, male | Liechtenstein | LIE | Population, male | SP.POP.TOTL.MA.IN | 0 | 0
LIEPopulation, total | Liechtenstein | LIE | Population, total | SP.POP.TOTL | 38000 | 38000
LIEPopulation, female | Liechtenstein | LIE | Population, female | SP.POP.TOTL.FE.IN | 0 | 0
LIEPopulation growth (annual %) | Liechtenstein | LIE | Population growth (annual %) | SP.POP.GROW | 0 | 0
LTUPopulation ages 0-14, female | Lithuania | LTU | Population ages 0-14, female | SP.POP.0014.FE.IN | 205000 | 208000
LTUPopulation ages 0-14, male | Lithuania | LTU | Population ages 0-14, male | SP.POP.0014.MA.IN | 216000 | 220000
LTUPopulation ages 00-04, female | Lithuania | LTU | Population ages 00-04, female | SP.POP.0004.FE | 72000 | 72000
LTUPopulation ages 00-04, male | Lithuania | LTU | Population ages 00-04, male | SP.POP.0004.MA | 76000 | 76000
LTUPopulation ages 05-09, female | Lithuania | LTU | Population ages 05-09, female | SP.POP.0509.FE | 73000 | 77000
LTUPopulation ages 05-09, male | Lithuania | LTU | Population ages 05-09, male | SP.POP.0509.MA | 77000 | 81000
LTUPopulation ages 10-14, female | Lithuania | LTU | Population ages 10-14, female | SP.POP.1014.FE | 60000 | 60000
LTUPopulation ages 10-14, male | Lithuania | LTU | Population ages 10-14, male | SP.POP.1014.MA | 62000 | 63000
LTUPopulation ages 15-19, female | Lithuania | LTU | Population ages 15-19, female | SP.POP.1519.FE | 62000 | 60000
LTUPopulation ages 15-19, male | Lithuania | LTU | Population ages 15-19, male | SP.POP.1519.MA | 66000 | 64000
LTUPopulation ages 20-24, female | Lithuania | LTU | Population ages 20-24, female | SP.POP.2024.FE | 73000 | 66000
LTUPopulation ages 20-24, male | Lithuania | LTU | Population ages 20-24, male | SP.POP.2024.MA | 77000 | 70000
LTUPopulation ages 25-29, female | Lithuania | LTU | Population ages 25-29, female | SP.POP.2529.FE | 92000 | 89000
LTUPopulation ages 25-29, male | Lithuania | LTU | Population ages 25-29, male | SP.POP.2529.MA | 101000 | 98000
LTUPopulation ages 30-34, female | Lithuania | LTU | Population ages 30-34, female | SP.POP.3034.FE | 89000 | 91000
LTUPopulation ages 30-34, male | Lithuania | LTU | Population ages 30-34, male | SP.POP.3034.MA | 95000 | 98000
LTUPopulation ages 35-39, female | Lithuania | LTU | Population ages 35-39, female | SP.POP.3539.FE | 76000 | 74000
LTUPopulation ages 35-39, male | Lithuania | LTU | Population ages 35-39, male | SP.POP.3539.MA | 80000 | 79000
LTUPopulation ages 40-44, female | Lithuania | LTU | Population ages 40-44, female | SP.POP.4044.FE | 87000 | 82000
LTUPopulation ages 40-44, male | Lithuania | LTU | Population ages 40-44, male | SP.POP.4044.MA | 85000 | 81000
LTUPopulation ages 45-49, female | Lithuania | LTU | Population ages 45-49, female | SP.POP.4549.FE | 102000 | 102000
LTUPopulation ages 45-49, male | Lithuania | LTU | Population ages 45-49, male | SP.POP.4549.MA | 95000 | 96000
LTUPopulation ages 50-54, female | Lithuania | LTU | Population ages 50-54, female | SP.POP.5054.FE | 104000 | 98000
LTUPopulation ages 50-54, male | Lithuania | LTU | Population ages 50-54, male | SP.POP.5054.MA | 94000 | 89000
LTUPopulation ages 55-59, male | Lithuania | LTU | Population ages 55-59, male | SP.POP.5559.MA | 107000 | 109000
LTUPopulation ages 55-59, female | Lithuania | LTU | Population ages 55-59, female | SP.POP.5559.FE | 127000 | 130000
LTUPopulation ages 65-69, male | Lithuania | LTU | Population ages 65-69, male | SP.POP.6569.MA | 63000 | 67000
LTUPopulation ages 65-69, female | Lithuania | LTU | Population ages 65-69, female | SP.POP.6569.FE | 96000 | 102000
LTUPopulation ages 60-64, female | Lithuania | LTU | Population ages 60-64, female | SP.POP.6064.FE | 106000 | 107000
LTUPopulation ages 60-64, male | Lithuania | LTU | Population ages 60-64, male | SP.POP.6064.MA | 81000 | 82000
LTUPopulation ages 70-74, female | Lithuania | LTU | Population ages 70-74, female | SP.POP.7074.FE | 73000 | 71000
LTUPopulation ages 70-74, male | Lithuania | LTU | Population ages 70-74, male | SP.POP.7074.MA | 40000 | 39000
LTUPopulation ages 75-79, female | Lithuania | LTU | Population ages 75-79, female | SP.POP.7579.FE | 78000 | 79000
LTUPopulation ages 75-79, male | Lithuania | LTU | Population ages 75-79, male | SP.POP.7579.MA | 39000 | 38000
LTUPopulation ages 80 and above, female | Lithuania | LTU | Population ages 80 and above, female | SP.POP.80UP.FE | 125000 | 126000
LTUPopulation ages 80 and above, male | Lithuania | LTU | Population ages 80 and above, male | SP.POP.80UP.MA | 47000 | 49000
LTUPopulation, male | Lithuania | LTU | Population, male | SP.POP.TOTL.MA.IN | 1285000 | 1281000
LTUPopulation, total | Lithuania | LTU | Population, total | SP.POP.TOTL | 2778000 | 2767000
LTUPopulation, female | Lithuania | LTU | Population, female | SP.POP.TOTL.FE.IN | 1493000 | 1486000
LTUPopulation growth (annual %) | Lithuania | LTU | Population growth (annual %) | SP.POP.GROW | 0 | 0
LMYPopulation ages 0-14, female | Low & middle income | LMY | Population ages 0-14, female | SP.POP.0014.FE.IN | 854519000 | 858923000
LMYPopulation ages 0-14, male | Low & middle income | LMY | Population ages 0-14, male | SP.POP.0014.MA.IN | 913459000 | 917481000
LMYPopulation ages 00-04, female | Low & middle income | LMY | Population ages 00-04, female | SP.POP.0004.FE | 295396800 | 295868800
LMYPopulation ages 00-04, male | Low & middle income | LMY | Population ages 00-04, male | SP.POP.0004.MA | 314799400 | 315070400
LMYPopulation ages 05-09, female | Low & middle income | LMY | Population ages 05-09, female | SP.POP.0509.FE | 286126600 | 287669500
LMYPopulation ages 05-09, male | Low & middle income | LMY | Population ages 05-09, male | SP.POP.0509.MA | 305830200 | 307240400
LMYPopulation ages 10-14, female | Low & middle income | LMY | Population ages 10-14, female | SP.POP.1014.FE | 272996700 | 275388900
LMYPopulation ages 10-14, male | Low & middle income | LMY | Population ages 10-14, male | SP.POP.1014.MA | 292825200 | 295178400
LMYPopulation ages 15-19, female | Low & middle income | LMY | Population ages 15-19, female | SP.POP.1519.FE | 259895000 | 261588100
LMYPopulation ages 15-19, male | Low & middle income | LMY | Population ages 15-19, male | SP.POP.1519.MA | 278876400 | 280832100
LMYPopulation ages 20-24, female | Low & middle income | LMY | Population ages 20-24, female | SP.POP.2024.FE | 252160500 | 252828500
LMYPopulation ages 20-24, male | Low & middle income | LMY | Population ages 20-24, male | SP.POP.2024.MA | 268577800 | 269582800
LMYPopulation ages 25-29, female | Low & middle income | LMY | Population ages 25-29, female | SP.POP.2529.FE | 250921600 | 248972200
LMYPopulation ages 25-29, male | Low & middle income | LMY | Population ages 25-29, male | SP.POP.2529.MA | 264040300 | 262653100
LMYPopulation ages 30-34, female | Low & middle income | LMY | Population ages 30-34, female | SP.POP.3034.FE | 252176800 | 254725100
LMYPopulation ages 30-34, male | Low & middle income | LMY | Population ages 30-34, male | SP.POP.3034.MA | 260744200 | 263927800
LMYPopulation ages 35-39, female | Low & middle income | LMY | Population ages 35-39, female | SP.POP.3539.FE | 220907000 | 226185700
LMYPopulation ages 35-39, male | Low & middle income | LMY | Population ages 35-39, male | SP.POP.3539.MA | 225883900 | 231555400
LMYPopulation ages 40-44, female | Low & middle income | LMY | Population ages 40-44, female | SP.POP.4044.FE | 200694000 | 202473900
LMYPopulation ages 40-44, male | Low & middle income | LMY | Population ages 40-44, male | SP.POP.4044.MA | 203401900 | 205259700
LMYPopulation ages 45-49, female | Low & middle income | LMY | Population ages 45-49, female | SP.POP.4549.FE | 194029400 | 195204900
LMYPopulation ages 45-49, male | Low & middle income | LMY | Population ages 45-49, male | SP.POP.4549.MA | 195199500 | 196536800
LMYPopulation ages 50-54, female | Low & middle income | LMY | Population ages 50-54, female | SP.POP.5054.FE | 176807400 | 180469200
LMYPopulation ages 50-54, male | Low & middle income | LMY | Population ages 50-54, male | SP.POP.5054.MA | 175214300 | 178917900
LMYPopulation ages 55-59, male | Low & middle income | LMY | Population ages 55-59, male | SP.POP.5559.MA | 145338900 | 150002900
LMYPopulation ages 55-59, female | Low & middle income | LMY | Population ages 55-59, female | SP.POP.5559.FE | 148749800 | 153465600
LMYPopulation ages 65-69, male | Low & middle income | LMY | Population ages 65-69, male | SP.POP.6569.MA | 92415000 | 96386200
LMYPopulation ages 65-69, female | Low & middle income | LMY | Population ages 65-69, female | SP.POP.6569.FE | 100971900 | 105195100
LMYPopulation ages 60-64, female | Low & middle income | LMY | Population ages 60-64, female | SP.POP.6064.FE | 122911700 | 125764800
LMYPopulation ages 60-64, male | Low & middle income | LMY | Population ages 60-64, male | SP.POP.6064.MA | 116636200 | 119400600
LMYPopulation ages 70-74, female | Low & middle income | LMY | Population ages 70-74, female | SP.POP.7074.FE | 66192300 | 70201800
LMYPopulation ages 70-74, male | Low & middle income | LMY | Population ages 70-74, male | SP.POP.7074.MA | 56363200 | 59846300
LMYPopulation ages 75-79, female | Low & middle income | LMY | Population ages 75-79, female | SP.POP.7579.FE | 44127600 | 45428900
LMYPopulation ages 75-79, male | Low & middle income | LMY | Population ages 75-79, male | SP.POP.7579.MA | 34836000 | 35812400
LMYPopulation ages 80 and above, female | Low & middle income | LMY | Population ages 80 and above, female | SP.POP.80UP.FE | 49478600 | 50439600
LMYPopulation ages 80 and above, male | Low & middle income | LMY | Population ages 80 and above, male | SP.POP.80UP.MA | 31907300 | 32125200
LMYPopulation, male | Low & middle income | LMY | Population, male | SP.POP.TOTL.MA.IN | 3262859000 | 3300332000
LMYPopulation, total | Low & middle income | LMY | Population, total | SP.POP.TOTL | 6459453000 | 6534303000
LMYPopulation, female | Low & middle income | LMY | Population, female | SP.POP.TOTL.FE.IN | 3194523000 | 3231892000
LMYPopulation growth (annual %) | Low & middle income | LMY | Population growth (annual %) | SP.POP.GROW | 1.1826 | 1.1588
LICPopulation ages 0-14, female | Low income | LIC | Population ages 0-14, female | SP.POP.0014.FE.IN | 148782000 | 151544000
LICPopulation ages 0-14, male | Low income | LIC | Population ages 0-14, male | SP.POP.0014.MA.IN | 152369000 | 155251000
LICPopulation ages 00-04, female | Low income | LIC | Population ages 00-04, female | SP.POP.0004.FE | 55027000 | 55965000
LICPopulation ages 00-04, male | Low income | LIC | Population ages 00-04, male | SP.POP.0004.MA | 56532000 | 57507000
LICPopulation ages 05-09, female | Low income | LIC | Population ages 05-09, female | SP.POP.0509.FE | 49478000 | 50327000
LICPopulation ages 05-09, male | Low income | LIC | Population ages 05-09, male | SP.POP.0509.MA | 50649000 | 51543000
LICPopulation ages 10-14, female | Low income | LIC | Population ages 10-14, female | SP.POP.1014.FE | 44283000 | 45254000
LICPopulation ages 10-14, male | Low income | LIC | Population ages 10-14, male | SP.POP.1014.MA | 45189000 | 46207000
LICPopulation ages 15-19, female | Low income | LIC | Population ages 15-19, female | SP.POP.1519.FE | 38933000 | 39898000
LICPopulation ages 15-19, male | Low income | LIC | Population ages 15-19, male | SP.POP.1519.MA | 39565000 | 40596000
LICPopulation ages 20-24, female | Low income | LIC | Population ages 20-24, female | SP.POP.2024.FE | 33815000 | 34750000
LICPopulation ages 20-24, male | Low income | LIC | Population ages 20-24, male | SP.POP.2024.MA | 33958000 | 34960000
LICPopulation ages 25-29, female | Low income | LIC | Population ages 25-29, female | SP.POP.2529.FE | 28653000 | 29582000
LICPopulation ages 25-29, male | Low income | LIC | Population ages 25-29, male | SP.POP.2529.MA | 28337000 | 29320000
LICPopulation ages 30-34, female | Low income | LIC | Population ages 30-34, female | SP.POP.3034.FE | 23922000 | 24698000
LICPopulation ages 30-34, male | Low income | LIC | Population ages 30-34, male | SP.POP.3034.MA | 23214000 | 24061000
LICPopulation ages 35-39, female | Low income | LIC | Population ages 35-39, female | SP.POP.3539.FE | 19976000 | 20699000
LICPopulation ages 35-39, male | Low income | LIC | Population ages 35-39, male | SP.POP.3539.MA | 18991000 | 19702000
LICPopulation ages 40-44, female | Low income | LIC | Population ages 40-44, female | SP.POP.4044.FE | 16144000 | 16720000
LICPopulation ages 40-44, male | Low income | LIC | Population ages 40-44, male | SP.POP.4044.MA | 15419000 | 15928000
LICPopulation ages 45-49, female | Low income | LIC | Population ages 45-49, female | SP.POP.4549.FE | 13493000 | 13918000
LICPopulation ages 45-49, male | Low income | LIC | Population ages 45-49, male | SP.POP.4549.MA | 12871000 | 13295000
LICPopulation ages 50-54, female | Low income | LIC | Population ages 50-54, female | SP.POP.5054.FE | 11106000 | 11500000
LICPopulation ages 50-54, male | Low income | LIC | Population ages 50-54, male | SP.POP.5054.MA | 10288000 | 10696000
LICPopulation ages 55-59, male | Low income | LIC | Population ages 55-59, male | SP.POP.5559.MA | 8038000 | 8317000
LICPopulation ages 55-59, female | Low income | LIC | Population ages 55-59, female | SP.POP.5559.FE | 8886000 | 9177000
LICPopulation ages 65-69, male | Low income | LIC | Population ages 65-69, male | SP.POP.6569.MA | 4366000 | 4550000
LICPopulation ages 65-69, female | Low income | LIC | Population ages 65-69, female | SP.POP.6569.FE | 5195000 | 5387000
LICPopulation ages 60-64, female | Low income | LIC | Population ages 60-64, female | SP.POP.6064.FE | 7132000 | 7420000
LICPopulation ages 60-64, male | Low income | LIC | Population ages 60-64, male | SP.POP.6064.MA | 6261000 | 6512000
LICPopulation ages 70-74, female | Low income | LIC | Population ages 70-74, female | SP.POP.7074.FE | 3909700 | 4021400
LICPopulation ages 70-74, male | Low income | LIC | Population ages 70-74, male | SP.POP.7074.MA | 3008900 | 3096300
LICPopulation ages 75-79, female | Low income | LIC | Population ages 75-79, female | SP.POP.7579.FE | 2505100 | 2601400
LICPopulation ages 75-79, male | Low income | LIC | Population ages 75-79, male | SP.POP.7579.MA | 1801400 | 1857500
LICPopulation ages 80 and above, female | Low income | LIC | Population ages 80 and above, female | SP.POP.80UP.FE | 1931500 | 1965500
LICPopulation ages 80 and above, male | Low income | LIC | Population ages 80 and above, male | SP.POP.80UP.MA | 1203600 | 1207000
LICPopulation, male | Low income | LIC | Population, male | SP.POP.TOTL.MA.IN | 359688000 | 369349000
LICPopulation, total | Low income | LIC | Population, total | SP.POP.TOTL | 724057000 | 743236000
LICPopulation, female | Low income | LIC | Population, female | SP.POP.TOTL.FE.IN | 364369000 | 373884000
LICPopulation growth (annual %) | Low income | LIC | Population growth (annual %) | SP.POP.GROW | 2.6424 | 2.6488
LMCPopulation ages 0-14, female | Lower middle income | LMC | Population ages 0-14, female | SP.POP.0014.FE.IN | 442175000 | 443671000
LMCPopulation ages 0-14, male | Lower middle income | LMC | Population ages 0-14, male | SP.POP.0014.MA.IN | 473451000 | 474763000
LMCPopulation ages 00-04, female | Lower middle income | LMC | Population ages 00-04, female | SP.POP.0004.FE | 151173100 | 151489400
LMCPopulation ages 00-04, male | Lower middle income | LMC | Population ages 00-04, male | SP.POP.0004.MA | 161579000 | 161883100
LMCPopulation ages 05-09, female | Lower middle income | LMC | Population ages 05-09, female | SP.POP.0509.FE | 147710700 | 147993500
LMCPopulation ages 05-09, male | Lower middle income | LMC | Population ages 05-09, male | SP.POP.0509.MA | 157956500 | 158212600
LMCPopulation ages 10-14, female | Lower middle income | LMC | Population ages 10-14, female | SP.POP.1014.FE | 143290100 | 144192400
LMCPopulation ages 10-14, male | Lower middle income | LMC | Population ages 10-14, male | SP.POP.1014.MA | 153916500 | 154662800
LMCPopulation ages 15-19, female | Lower middle income | LMC | Population ages 15-19, female | SP.POP.1519.FE | 136654600 | 137713600
LMCPopulation ages 15-19, male | Lower middle income | LMC | Population ages 15-19, male | SP.POP.1519.MA | 147665200 | 148767100
LMCPopulation ages 20-24, female | Lower middle income | LMC | Population ages 20-24, female | SP.POP.2024.FE | 130196100 | 131106200
LMCPopulation ages 20-24, male | Lower middle income | LMC | Population ages 20-24, male | SP.POP.2024.MA | 140028700 | 141174000
LMCPopulation ages 25-29, female | Lower middle income | LMC | Population ages 25-29, female | SP.POP.2529.FE | 123745200 | 124681300
LMCPopulation ages 25-29, male | Lower middle income | LMC | Population ages 25-29, male | SP.POP.2529.MA | 131600800 | 132893000
LMCPopulation ages 30-34, female | Lower middle income | LMC | Population ages 30-34, female | SP.POP.3034.FE | 116532500 | 117759600
LMCPopulation ages 30-34, male | Lower middle income | LMC | Population ages 30-34, male | SP.POP.3034.MA | 122079600 | 123533900
LMCPopulation ages 35-39, female | Lower middle income | LMC | Population ages 35-39, female | SP.POP.3539.FE | 106440100 | 108594700
LMCPopulation ages 35-39, male | Lower middle income | LMC | Population ages 35-39, male | SP.POP.3539.MA | 110671800 | 113005200
LMCPopulation ages 40-44, female | Lower middle income | LMC | Population ages 40-44, female | SP.POP.4044.FE | 92616100 | 94852700
LMCPopulation ages 40-44, male | Lower middle income | LMC | Population ages 40-44, male | SP.POP.4044.MA | 95182000 | 97564700
LMCPopulation ages 45-49, female | Lower middle income | LMC | Population ages 45-49, female | SP.POP.4549.FE | 81177400 | 83069800
LMCPopulation ages 45-49, male | Lower middle income | LMC | Population ages 45-49, male | SP.POP.4549.MA | 82712200 | 84603400
LMCPopulation ages 50-54, female | Lower middle income | LMC | Population ages 50-54, female | SP.POP.5054.FE | 70380600 | 71975800
LMCPopulation ages 50-54, male | Lower middle income | LMC | Population ages 50-54, male | SP.POP.5054.MA | 71138300 | 72701600
LMCPopulation ages 55-59, male | Lower middle income | LMC | Population ages 55-59, male | SP.POP.5559.MA | 59995600 | 61556600
LMCPopulation ages 55-59, female | Lower middle income | LMC | Population ages 55-59, female | SP.POP.5559.FE | 60220200 | 61829900
LMCPopulation ages 65-69, male | Lower middle income | LMC | Population ages 65-69, male | SP.POP.6569.MA | 34368300 | 36050300
LMCPopulation ages 65-69, female | Lower middle income | LMC | Population ages 65-69, female | SP.POP.6569.FE | 36340900 | 38032900
LMCPopulation ages 60-64, female | Lower middle income | LMC | Population ages 60-64, female | SP.POP.6064.FE | 48560800 | 50239500
LMCPopulation ages 60-64, male | Lower middle income | LMC | Population ages 60-64, male | SP.POP.6064.MA | 47355300 | 48907800
LMCPopulation ages 70-74, female | Lower middle income | LMC | Population ages 70-74, female | SP.POP.7074.FE | 24417600 | 25549600
LMCPopulation ages 70-74, male | Lower middle income | LMC | Population ages 70-74, male | SP.POP.7074.MA | 21346400 | 22434500
LMCPopulation ages 75-79, female | Lower middle income | LMC | Population ages 75-79, female | SP.POP.7579.FE | 16313400 | 16721100
LMCPopulation ages 75-79, male | Lower middle income | LMC | Population ages 75-79, male | SP.POP.7579.MA | 13302600 | 13647700
LMCPopulation ages 80 and above, female | Lower middle income | LMC | Population ages 80 and above, female | SP.POP.80UP.FE | 16111200 | 16342600
LMCPopulation ages 80 and above, male | Lower middle income | LMC | Population ages 80 and above, male | SP.POP.80UP.MA | 11368400 | 11419300
LMCPopulation, male | Lower middle income | LMC | Population, male | SP.POP.TOTL.MA.IN | 1562258000 | 1583032000
LMCPopulation, total | Lower middle income | LMC | Population, total | SP.POP.TOTL | 3064148000 | 3105181000
LMCPopulation, female | Lower middle income | LMC | Population, female | SP.POP.TOTL.FE.IN | 1501891000 | 1522150000
LMCPopulation growth (annual %) | Lower middle income | LMC | Population growth (annual %) | SP.POP.GROW | 1.3643 | 1.3391
LUXPopulation ages 0-14, female | Luxembourg | LUX | Population ages 0-14, female | SP.POP.0014.FE.IN | 47000 | 47000
LUXPopulation ages 0-14, male | Luxembourg | LUX | Population ages 0-14, male | SP.POP.0014.MA.IN | 49000 | 49000
LUXPopulation ages 00-04, female | Luxembourg | LUX | Population ages 00-04, female | SP.POP.0004.FE | 16000 | 16000
LUXPopulation ages 00-04, male | Luxembourg | LUX | Population ages 00-04, male | SP.POP.0004.MA | 17000 | 17000
LUXPopulation ages 05-09, female | Luxembourg | LUX | Population ages 05-09, female | SP.POP.0509.FE | 16000 | 16000
LUXPopulation ages 05-09, male | Luxembourg | LUX | Population ages 05-09, male | SP.POP.0509.MA | 16000 | 17000
LUXPopulation ages 10-14, female | Luxembourg | LUX | Population ages 10-14, female | SP.POP.1014.FE | 15000 | 15000
LUXPopulation ages 10-14, male | Luxembourg | LUX | Population ages 10-14, male | SP.POP.1014.MA | 16000 | 16000
LUXPopulation ages 15-19, female | Luxembourg | LUX | Population ages 15-19, female | SP.POP.1519.FE | 17000 | 17000
LUXPopulation ages 15-19, male | Luxembourg | LUX | Population ages 15-19, male | SP.POP.1519.MA | 18000 | 18000
LUXPopulation ages 20-24, female | Luxembourg | LUX | Population ages 20-24, female | SP.POP.2024.FE | 19000 | 19000
LUXPopulation ages 20-24, male | Luxembourg | LUX | Population ages 20-24, male | SP.POP.2024.MA | 21000 | 20000
LUXPopulation ages 25-29, female | Luxembourg | LUX | Population ages 25-29, female | SP.POP.2529.FE | 22000 | 22000
LUXPopulation ages 25-29, male | Luxembourg | LUX | Population ages 25-29, male | SP.POP.2529.MA | 23000 | 23000
LUXPopulation ages 30-34, female | Luxembourg | LUX | Population ages 30-34, female | SP.POP.3034.FE | 24000 | 24000
LUXPopulation ages 30-34, male | Luxembourg | LUX | Population ages 30-34, male | SP.POP.3034.MA | 24000 | 24000
LUXPopulation ages 35-39, female | Luxembourg | LUX | Population ages 35-39, female | SP.POP.3539.FE | 24000 | 24000
LUXPopulation ages 35-39, male | Luxembourg | LUX | Population ages 35-39, male | SP.POP.3539.MA | 24000 | 24000
LUXPopulation ages 40-44, female | Luxembourg | LUX | Population ages 40-44, female | SP.POP.4044.FE | 22000 | 22000
LUXPopulation ages 40-44, male | Luxembourg | LUX | Population ages 40-44, male | SP.POP.4044.MA | 24000 | 24000
LUXPopulation ages 45-49, female | Luxembourg | LUX | Population ages 45-49, female | SP.POP.4549.FE | 23000 | 23000
LUXPopulation ages 45-49, male | Luxembourg | LUX | Population ages 45-49, male | SP.POP.4549.MA | 25000 | 25000
LUXPopulation ages 50-54, female | Luxembourg | LUX | Population ages 50-54, female | SP.POP.5054.FE | 22000 | 23000
LUXPopulation ages 50-54, male | Luxembourg | LUX | Population ages 50-54, male | SP.POP.5054.MA | 25000 | 25000
LUXPopulation ages 55-59, male | Luxembourg | LUX | Population ages 55-59, male | SP.POP.5559.MA | 21000 | 22000
LUXPopulation ages 55-59, female | Luxembourg | LUX | Population ages 55-59, female | SP.POP.5559.FE | 20000 | 21000
LUXPopulation ages 65-69, male | Luxembourg | LUX | Population ages 65-69, male | SP.POP.6569.MA | 13000 | 14000
LUXPopulation ages 65-69, female | Luxembourg | LUX | Population ages 65-69, female | SP.POP.6569.FE | 13000 | 14000
LUXPopulation ages 60-64, female | Luxembourg | LUX | Population ages 60-64, female | SP.POP.6064.FE | 17000 | 17000
LUXPopulation ages 60-64, male | Luxembourg | LUX | Population ages 60-64, male | SP.POP.6064.MA | 17000 | 18000
LUXPopulation ages 70-74, female | Luxembourg | LUX | Population ages 70-74, female | SP.POP.7074.FE | 11000 | 11000
LUXPopulation ages 70-74, male | Luxembourg | LUX | Population ages 70-74, male | SP.POP.7074.MA | 10000 | 11000
LUXPopulation ages 75-79, female | Luxembourg | LUX | Population ages 75-79, female | SP.POP.7579.FE | 8500 | 8500
LUXPopulation ages 75-79, male | Luxembourg | LUX | Population ages 75-79, male | SP.POP.7579.MA | 6800 | 7000
LUXPopulation ages 80 and above, female | Luxembourg | LUX | Population ages 80 and above, female | SP.POP.80UP.FE | 15000 | 15000
LUXPopulation ages 80 and above, male | Luxembourg | LUX | Population ages 80 and above, male | SP.POP.80UP.MA | 9400 | 9500
LUXPopulation, male | Luxembourg | LUX | Population, male | SP.POP.TOTL.MA.IN | 311000 | 314000
LUXPopulation, total | Luxembourg | LUX | Population, total | SP.POP.TOTL | 615000 | 622000
LUXPopulation, female | Luxembourg | LUX | Population, female | SP.POP.TOTL.FE.IN | 304000 | 307000
LUXPopulation growth (annual %) | Luxembourg | LUX | Population growth (annual %) | SP.POP.GROW | 0 | 0
MACPopulation ages 0-14, female | Macao SAR, China | MAC | Population ages 0-14, female | SP.POP.0014.FE.IN | 44000 | 45000
MACPopulation ages 0-14, male | Macao SAR, China | MAC | Population ages 0-14, male | SP.POP.0014.MA.IN | 46000 | 48000
MACPopulation ages 00-04, female | Macao SAR, China | MAC | Population ages 00-04, female | SP.POP.0004.FE | 17000 | 18000
MACPopulation ages 00-04, male | Macao SAR, China | MAC | Population ages 00-04, male | SP.POP.0004.MA | 18000 | 18000
MACPopulation ages 05-09, female | Macao SAR, China | MAC | Population ages 05-09, female | SP.POP.0509.FE | 15000 | 16000
MACPopulation ages 05-09, male | Macao SAR, China | MAC | Population ages 05-09, male | SP.POP.0509.MA | 16000 | 17000
MACPopulation ages 10-14, female | Macao SAR, China | MAC | Population ages 10-14, female | SP.POP.1014.FE | 11000 | 12000
MACPopulation ages 10-14, male | Macao SAR, China | MAC | Population ages 10-14, male | SP.POP.1014.MA | 12000 | 13000
MACPopulation ages 15-19, female | Macao SAR, China | MAC | Population ages 15-19, female | SP.POP.1519.FE | 11000 | 11000
MACPopulation ages 15-19, male | Macao SAR, China | MAC | Population ages 15-19, male | SP.POP.1519.MA | 12000 | 12000
MACPopulation ages 20-24, female | Macao SAR, China | MAC | Population ages 20-24, female | SP.POP.2024.FE | 19000 | 18000
MACPopulation ages 20-24, male | Macao SAR, China | MAC | Population ages 20-24, male | SP.POP.2024.MA | 20000 | 18000
MACPopulation ages 25-29, female | Macao SAR, China | MAC | Population ages 25-29, female | SP.POP.2529.FE | 28000 | 26000
MACPopulation ages 25-29, male | Macao SAR, China | MAC | Population ages 25-29, male | SP.POP.2529.MA | 27000 | 26000
MACPopulation ages 30-34, female | Macao SAR, China | MAC | Population ages 30-34, female | SP.POP.3034.FE | 36000 | 36000
MACPopulation ages 30-34, male | Macao SAR, China | MAC | Population ages 30-34, male | SP.POP.3034.MA | 32000 | 32000
MACPopulation ages 35-39, female | Macao SAR, China | MAC | Population ages 35-39, female | SP.POP.3539.FE | 30000 | 32000
MACPopulation ages 35-39, male | Macao SAR, China | MAC | Population ages 35-39, male | SP.POP.3539.MA | 28000 | 30000
MACPopulation ages 40-44, female | Macao SAR, China | MAC | Population ages 40-44, female | SP.POP.4044.FE | 22000 | 22000
MACPopulation ages 40-44, male | Macao SAR, China | MAC | Population ages 40-44, male | SP.POP.4044.MA | 21000 | 22000
MACPopulation ages 45-49, female | Macao SAR, China | MAC | Population ages 45-49, female | SP.POP.4549.FE | 28000 | 28000
MACPopulation ages 45-49, male | Macao SAR, China | MAC | Population ages 45-49, male | SP.POP.4549.MA | 21000 | 22000
MACPopulation ages 50-54, female | Macao SAR, China | MAC | Population ages 50-54, female | SP.POP.5054.FE | 28000 | 27000
MACPopulation ages 50-54, male | Macao SAR, China | MAC | Population ages 50-54, male | SP.POP.5054.MA | 20000 | 20000
MACPopulation ages 55-59, male | Macao SAR, China | MAC | Population ages 55-59, male | SP.POP.5559.MA | 24000 | 24000
MACPopulation ages 55-59, female | Macao SAR, China | MAC | Population ages 55-59, female | SP.POP.5559.FE | 28000 | 29000
MACPopulation ages 65-69, male | Macao SAR, China | MAC | Population ages 65-69, male | SP.POP.6569.MA | 16000 | 17000
MACPopulation ages 65-69, female | Macao SAR, China | MAC | Population ages 65-69, female | SP.POP.6569.FE | 16000 | 17000
MACPopulation ages 60-64, female | Macao SAR, China | MAC | Population ages 60-64, female | SP.POP.6064.FE | 21000 | 22000
MACPopulation ages 60-64, male | Macao SAR, China | MAC | Population ages 60-64, male | SP.POP.6064.MA | 22000 | 22000
MACPopulation ages 70-74, female | Macao SAR, China | MAC | Population ages 70-74, female | SP.POP.7074.FE | 8800 | 10000
MACPopulation ages 70-74, male | Macao SAR, China | MAC | Population ages 70-74, male | SP.POP.7074.MA | 9400 | 11000
MACPopulation ages 75-79, female | Macao SAR, China | MAC | Population ages 75-79, female | SP.POP.7579.FE | 4400 | 4800
MACPopulation ages 75-79, male | Macao SAR, China | MAC | Population ages 75-79, male | SP.POP.7579.MA | 3900 | 4400
MACPopulation ages 80 and above, female | Macao SAR, China | MAC | Population ages 80 and above, female | SP.POP.80UP.FE | 8500 | 8600
MACPopulation ages 80 and above, male | Macao SAR, China | MAC | Population ages 80 and above, male | SP.POP.80UP.MA | 5000 | 5100
MACPopulation, male | Macao SAR, China | MAC | Population, male | SP.POP.TOTL.MA.IN | 308000 | 312000
MACPopulation, total | Macao SAR, China | MAC | Population, total | SP.POP.TOTL | 640000 | 649000
MACPopulation, female | Macao SAR, China | MAC | Population, female | SP.POP.TOTL.FE.IN | 333000 | 337000
MACPopulation growth (annual %) | Macao SAR, China | MAC | Population growth (annual %) | SP.POP.GROW | 0 | 0
MDGPopulation ages 0-14, female | Madagascar | MDG | Population ages 0-14, female | SP.POP.0014.FE.IN | 5393000 | 5494000
MDGPopulation ages 0-14, male | Madagascar | MDG | Population ages 0-14, male | SP.POP.0014.MA.IN | 5494000 | 5600000
MDGPopulation ages 00-04, female | Madagascar | MDG | Population ages 00-04, female | SP.POP.0004.FE | 1988000 | 2031000
MDGPopulation ages 00-04, male | Madagascar | MDG | Population ages 00-04, male | SP.POP.0004.MA | 2035000 | 2079000
MDGPopulation ages 05-09, female | Madagascar | MDG | Population ages 05-09, female | SP.POP.0509.FE | 1778000 | 1808000
MDGPopulation ages 05-09, male | Madagascar | MDG | Population ages 05-09, male | SP.POP.0509.MA | 1813000 | 1845000
MDGPopulation ages 10-14, female | Madagascar | MDG | Population ages 10-14, female | SP.POP.1014.FE | 1627000 | 1655000
MDGPopulation ages 10-14, male | Madagascar | MDG | Population ages 10-14, male | SP.POP.1014.MA | 1646000 | 1676000
MDGPopulation ages 15-19, female | Madagascar | MDG | Population ages 15-19, female | SP.POP.1519.FE | 1475000 | 1503000
MDGPopulation ages 15-19, male | Madagascar | MDG | Population ages 15-19, male | SP.POP.1519.MA | 1479000 | 1509000
MDGPopulation ages 20-24, female | Madagascar | MDG | Population ages 20-24, female | SP.POP.2024.FE | 1302000 | 1341000
MDGPopulation ages 20-24, male | Madagascar | MDG | Population ages 20-24, male | SP.POP.2024.MA | 1295000 | 1335000
MDGPopulation ages 25-29, female | Madagascar | MDG | Population ages 25-29, female | SP.POP.2529.FE | 1074000 | 1115000
MDGPopulation ages 25-29, male | Madagascar | MDG | Population ages 25-29, male | SP.POP.2529.MA | 1067000 | 1108000
MDGPopulation ages 30-34, female | Madagascar | MDG | Population ages 30-34, female | SP.POP.3034.FE | 886000 | 917000
MDGPopulation ages 30-34, male | Madagascar | MDG | Population ages 30-34, male | SP.POP.3034.MA | 883000 | 913000
MDGPopulation ages 35-39, female | Madagascar | MDG | Population ages 35-39, female | SP.POP.3539.FE | 749000 | 771000
MDGPopulation ages 35-39, male | Madagascar | MDG | Population ages 35-39, male | SP.POP.3539.MA | 750000 | 771000
MDGPopulation ages 40-44, female | Madagascar | MDG | Population ages 40-44, female | SP.POP.4044.FE | 638000 | 658000
MDGPopulation ages 40-44, male | Madagascar | MDG | Population ages 40-44, male | SP.POP.4044.MA | 635000 | 656000
MDGPopulation ages 45-49, female | Madagascar | MDG | Population ages 45-49, female | SP.POP.4549.FE | 524000 | 543000
MDGPopulation ages 45-49, male | Madagascar | MDG | Population ages 45-49, male | SP.POP.4549.MA | 511000 | 531000
MDGPopulation ages 50-54, female | Madagascar | MDG | Population ages 50-54, female | SP.POP.5054.FE | 423000 | 439000
MDGPopulation ages 50-54, male | Madagascar | MDG | Population ages 50-54, male | SP.POP.5054.MA | 404000 | 420000
MDGPopulation ages 55-59, male | Madagascar | MDG | Population ages 55-59, male | SP.POP.5559.MA | 317000 | 328000
MDGPopulation ages 55-59, female | Madagascar | MDG | Population ages 55-59, female | SP.POP.5559.FE | 341000 | 353000
MDGPopulation ages 65-69, male | Madagascar | MDG | Population ages 65-69, male | SP.POP.6569.MA | 171000 | 181000
MDGPopulation ages 65-69, female | Madagascar | MDG | Population ages 65-69, female | SP.POP.6569.FE | 193000 | 205000
MDGPopulation ages 60-64, female | Madagascar | MDG | Population ages 60-64, female | SP.POP.6064.FE | 267000 | 277000
MDGPopulation ages 60-64, male | Madagascar | MDG | Population ages 60-64, male | SP.POP.6064.MA | 243000 | 252000
MDGPopulation ages 70-74, female | Madagascar | MDG | Population ages 70-74, female | SP.POP.7074.FE | 116000 | 122000
MDGPopulation ages 70-74, male | Madagascar | MDG | Population ages 70-74, male | SP.POP.7074.MA | 96000 | 102000
MDGPopulation ages 75-79, female | Madagascar | MDG | Population ages 75-79, female | SP.POP.7579.FE | 74000 | 76000
MDGPopulation ages 75-79, male | Madagascar | MDG | Population ages 75-79, male | SP.POP.7579.MA | 58000 | 59000
MDGPopulation ages 80 and above, female | Madagascar | MDG | Population ages 80 and above, female | SP.POP.80UP.FE | 63000 | 63000
MDGPopulation ages 80 and above, male | Madagascar | MDG | Population ages 80 and above, male | SP.POP.80UP.MA | 51000 | 50000
MDGPopulation, male | Madagascar | MDG | Population, male | SP.POP.TOTL.MA.IN | 13453000 | 13815000
MDGPopulation, total | Madagascar | MDG | Population, total | SP.POP.TOTL | 26969000 | 27691000
MDGPopulation, female | Madagascar | MDG | Population, female | SP.POP.TOTL.FE.IN | 13516000 | 13876000
MDGPopulation growth (annual %) | Madagascar | MDG | Population growth (annual %) | SP.POP.GROW | 0 | 0
MWIPopulation ages 0-14, female | Malawi | MWI | Population ages 0-14, female | SP.POP.0014.FE.IN | 4018000 | 4079000
MWIPopulation ages 0-14, male | Malawi | MWI | Population ages 0-14, male | SP.POP.0014.MA.IN | 4080000 | 4145000
MWIPopulation ages 00-04, female | Malawi | MWI | Population ages 00-04, female | SP.POP.0004.FE | 1424000 | 1447000
MWIPopulation ages 00-04, male | Malawi | MWI | Population ages 00-04, male | SP.POP.0004.MA | 1454000 | 1477000
MWIPopulation ages 05-09, female | Malawi | MWI | Population ages 05-09, female | SP.POP.0509.FE | 1349000 | 1357000
MWIPopulation ages 05-09, male | Malawi | MWI | Population ages 05-09, male | SP.POP.0509.MA | 1372000 | 1382000
MWIPopulation ages 10-14, female | Malawi | MWI | Population ages 10-14, female | SP.POP.1014.FE | 1245000 | 1275000
MWIPopulation ages 10-14, male | Malawi | MWI | Population ages 10-14, male | SP.POP.1014.MA | 1255000 | 1287000
MWIPopulation ages 15-19, female | Malawi | MWI | Population ages 15-19, female | SP.POP.1519.FE | 1053000 | 1088000
MWIPopulation ages 15-19, male | Malawi | MWI | Population ages 15-19, male | SP.POP.1519.MA | 1052000 | 1088000
MWIPopulation ages 20-24, female | Malawi | MWI | Population ages 20-24, female | SP.POP.2024.FE | 897000 | 925000
MWIPopulation ages 20-24, male | Malawi | MWI | Population ages 20-24, male | SP.POP.2024.MA | 885000 | 914000
MWIPopulation ages 25-29, female | Malawi | MWI | Population ages 25-29, female | SP.POP.2529.FE | 761000 | 782000
MWIPopulation ages 25-29, male | Malawi | MWI | Population ages 25-29, male | SP.POP.2529.MA | 734000 | 757000
MWIPopulation ages 30-34, female | Malawi | MWI | Population ages 30-34, female | SP.POP.3034.FE | 637000 | 663000
MWIPopulation ages 30-34, male | Malawi | MWI | Population ages 30-34, male | SP.POP.3034.MA | 605000 | 630000
MWIPopulation ages 35-39, female | Malawi | MWI | Population ages 35-39, female | SP.POP.3539.FE | 489000 | 510000
MWIPopulation ages 35-39, male | Malawi | MWI | Population ages 35-39, male | SP.POP.3539.MA | 465000 | 484000
MWIPopulation ages 40-44, female | Malawi | MWI | Population ages 40-44, female | SP.POP.4044.FE | 399000 | 414000
MWIPopulation ages 40-44, male | Malawi | MWI | Population ages 40-44, male | SP.POP.4044.MA | 379000 | 393000
MWIPopulation ages 45-49, female | Malawi | MWI | Population ages 45-49, female | SP.POP.4549.FE | 312000 | 325000
MWIPopulation ages 45-49, male | Malawi | MWI | Population ages 45-49, male | SP.POP.4549.MA | 291000 | 304000
MWIPopulation ages 50-54, female | Malawi | MWI | Population ages 50-54, female | SP.POP.5054.FE | 244000 | 255000
MWIPopulation ages 50-54, male | Malawi | MWI | Population ages 50-54, male | SP.POP.5054.MA | 217000 | 227000
MWIPopulation ages 55-59, male | Malawi | MWI | Population ages 55-59, male | SP.POP.5559.MA | 161000 | 167000
MWIPopulation ages 55-59, female | Malawi | MWI | Population ages 55-59, female | SP.POP.5559.FE | 190000 | 197000
MWIPopulation ages 65-69, male | Malawi | MWI | Population ages 65-69, male | SP.POP.6569.MA | 85000 | 88000
MWIPopulation ages 65-69, female | Malawi | MWI | Population ages 65-69, female | SP.POP.6569.FE | 112000 | 115000
MWIPopulation ages 60-64, female | Malawi | MWI | Population ages 60-64, female | SP.POP.6064.FE | 148000 | 154000
MWIPopulation ages 60-64, male | Malawi | MWI | Population ages 60-64, male | SP.POP.6064.MA | 119000 | 124000
MWIPopulation ages 70-74, female | Malawi | MWI | Population ages 70-74, female | SP.POP.7074.FE | 89000 | 91000
MWIPopulation ages 70-74, male | Malawi | MWI | Population ages 70-74, male | SP.POP.7074.MA | 60000 | 62000
MWIPopulation ages 75-79, female | Malawi | MWI | Population ages 75-79, female | SP.POP.7579.FE | 55000 | 58000
MWIPopulation ages 75-79, male | Malawi | MWI | Population ages 75-79, male | SP.POP.7579.MA | 33000 | 34000
MWIPopulation ages 80 and above, female | Malawi | MWI | Population ages 80 and above, female | SP.POP.80UP.FE | 39000 | 40000
MWIPopulation ages 80 and above, male | Malawi | MWI | Population ages 80 and above, male | SP.POP.80UP.MA | 19000 | 19000
MWIPopulation, male | Malawi | MWI | Population, male | SP.POP.TOTL.MA.IN | 9185000 | 9434000
MWIPopulation, total | Malawi | MWI | Population, total | SP.POP.TOTL | 18629000 | 19130000
MWIPopulation, female | Malawi | MWI | Population, female | SP.POP.TOTL.FE.IN | 9443000 | 9696000
MWIPopulation growth (annual %) | Malawi | MWI | Population growth (annual %) | SP.POP.GROW | 0 | 0
MYSPopulation ages 0-14, female | Malaysia | MYS | Population ages 0-14, female | SP.POP.0014.FE.IN | 3674000 | 3683000
MYSPopulation ages 0-14, male | Malaysia | MYS | Population ages 0-14, male | SP.POP.0014.MA.IN | 3897000 | 3906000
MYSPopulation ages 00-04, female | Malaysia | MYS | Population ages 00-04, female | SP.POP.0004.FE | 1271000 | 1279000
MYSPopulation ages 00-04, male | Malaysia | MYS | Population ages 00-04, male | SP.POP.0004.MA | 1349000 | 1356000
MYSPopulation ages 05-09, female | Malaysia | MYS | Population ages 05-09, female | SP.POP.0509.FE | 1203000 | 1217000
MYSPopulation ages 05-09, male | Malaysia | MYS | Population ages 05-09, male | SP.POP.0509.MA | 1275000 | 1291000
MYSPopulation ages 10-14, female | Malaysia | MYS | Population ages 10-14, female | SP.POP.1014.FE | 1200000 | 1188000
MYSPopulation ages 10-14, male | Malaysia | MYS | Population ages 10-14, male | SP.POP.1014.MA | 1272000 | 1258000
MYSPopulation ages 15-19, female | Malaysia | MYS | Population ages 15-19, female | SP.POP.1519.FE | 1314000 | 1293000
MYSPopulation ages 15-19, male | Malaysia | MYS | Population ages 15-19, male | SP.POP.1519.MA | 1399000 | 1377000
MYSPopulation ages 20-24, female | Malaysia | MYS | Population ages 20-24, female | SP.POP.2024.FE | 1396000 | 1389000
MYSPopulation ages 20-24, male | Malaysia | MYS | Population ages 20-24, male | SP.POP.2024.MA | 1479000 | 1474000
MYSPopulation ages 25-29, female | Malaysia | MYS | Population ages 25-29, female | SP.POP.2529.FE | 1415000 | 1414000
MYSPopulation ages 25-29, male | Malaysia | MYS | Population ages 25-29, male | SP.POP.2529.MA | 1494000 | 1493000
MYSPopulation ages 30-34, female | Malaysia | MYS | Population ages 30-34, female | SP.POP.3034.FE | 1403000 | 1417000
MYSPopulation ages 30-34, male | Malaysia | MYS | Population ages 30-34, male | SP.POP.3034.MA | 1509000 | 1513000
MYSPopulation ages 35-39, female | Malaysia | MYS | Population ages 35-39, female | SP.POP.3539.FE | 1231000 | 1286000
MYSPopulation ages 35-39, male | Malaysia | MYS | Population ages 35-39, male | SP.POP.3539.MA | 1383000 | 1435000
MYSPopulation ages 40-44, female | Malaysia | MYS | Population ages 40-44, female | SP.POP.4044.FE | 958000 | 989000
MYSPopulation ages 40-44, male | Malaysia | MYS | Population ages 40-44, male | SP.POP.4044.MA | 1065000 | 1107000
MYSPopulation ages 45-49, female | Malaysia | MYS | Population ages 45-49, female | SP.POP.4549.FE | 910000 | 921000
MYSPopulation ages 45-49, male | Malaysia | MYS | Population ages 45-49, male | SP.POP.4549.MA | 952000 | 974000
MYSPopulation ages 50-54, female | Malaysia | MYS | Population ages 50-54, female | SP.POP.5054.FE | 814000 | 834000
MYSPopulation ages 50-54, male | Malaysia | MYS | Population ages 50-54, male | SP.POP.5054.MA | 828000 | 841000
MYSPopulation ages 55-59, male | Malaysia | MYS | Population ages 55-59, male | SP.POP.5559.MA | 747000 | 762000
MYSPopulation ages 55-59, female | Malaysia | MYS | Population ages 55-59, female | SP.POP.5559.FE | 691000 | 709000
MYSPopulation ages 65-69, male | Malaysia | MYS | Population ages 65-69, male | SP.POP.6569.MA | 440000 | 459000
MYSPopulation ages 65-69, female | Malaysia | MYS | Population ages 65-69, female | SP.POP.6569.FE | 449000 | 468000
MYSPopulation ages 60-64, female | Malaysia | MYS | Population ages 60-64, female | SP.POP.6064.FE | 586000 | 606000
MYSPopulation ages 60-64, male | Malaysia | MYS | Population ages 60-64, male | SP.POP.6064.MA | 595000 | 617000
MYSPopulation ages 70-74, female | Malaysia | MYS | Population ages 70-74, female | SP.POP.7074.FE | 322000 | 343000
MYSPopulation ages 70-74, male | Malaysia | MYS | Population ages 70-74, male | SP.POP.7074.MA | 297000 | 315000
MYSPopulation ages 75-79, female | Malaysia | MYS | Population ages 75-79, female | SP.POP.7579.FE | 181000 | 193000
MYSPopulation ages 75-79, male | Malaysia | MYS | Population ages 75-79, male | SP.POP.7579.MA | 166000 | 175000
MYSPopulation ages 80 and above, female | Malaysia | MYS | Population ages 80 and above, female | SP.POP.80UP.FE | 183000 | 190000
MYSPopulation ages 80 and above, male | Malaysia | MYS | Population ages 80 and above, male | SP.POP.80UP.MA | 175000 | 183000
MYSPopulation, male | Malaysia | MYS | Population, male | SP.POP.TOTL.MA.IN | 16423000 | 16631000
MYSPopulation, total | Malaysia | MYS | Population, total | SP.POP.TOTL | 31950000 | 32366000
MYSPopulation, female | Malaysia | MYS | Population, female | SP.POP.TOTL.FE.IN | 15527000 | 15735000
MYSPopulation growth (annual %) | Malaysia | MYS | Population growth (annual %) | SP.POP.GROW | 0 | 0
MDVPopulation ages 0-14, female | Maldives | MDV | Population ages 0-14, female | SP.POP.0014.FE.IN | 51000 | 51000
MDVPopulation ages 0-14, male | Maldives | MDV | Population ages 0-14, male | SP.POP.0014.MA.IN | 55000 | 55000
MDVPopulation ages 00-04, female | Maldives | MDV | Population ages 00-04, female | SP.POP.0004.FE | 17000 | 17000
MDVPopulation ages 00-04, male | Maldives | MDV | Population ages 00-04, male | SP.POP.0004.MA | 19000 | 18000
MDVPopulation ages 05-09, female | Maldives | MDV | Population ages 05-09, female | SP.POP.0509.FE | 18000 | 18000
MDVPopulation ages 05-09, male | Maldives | MDV | Population ages 05-09, male | SP.POP.0509.MA | 20000 | 19000
MDVPopulation ages 10-14, female | Maldives | MDV | Population ages 10-14, female | SP.POP.1014.FE | 15000 | 16000
MDVPopulation ages 10-14, male | Maldives | MDV | Population ages 10-14, male | SP.POP.1014.MA | 16000 | 17000
MDVPopulation ages 15-19, female | Maldives | MDV | Population ages 15-19, female | SP.POP.1519.FE | 13000 | 13000
MDVPopulation ages 15-19, male | Maldives | MDV | Population ages 15-19, male | SP.POP.1519.MA | 16000 | 14000
MDVPopulation ages 20-24, female | Maldives | MDV | Population ages 20-24, female | SP.POP.2024.FE | 16000 | 15000
MDVPopulation ages 20-24, male | Maldives | MDV | Population ages 20-24, male | SP.POP.2024.MA | 40000 | 36000
MDVPopulation ages 25-29, female | Maldives | MDV | Population ages 25-29, female | SP.POP.2529.FE | 21000 | 20000
MDVPopulation ages 25-29, male | Maldives | MDV | Population ages 25-29, male | SP.POP.2529.MA | 65000 | 69000
MDVPopulation ages 30-34, female | Maldives | MDV | Population ages 30-34, female | SP.POP.3034.FE | 22000 | 22000
MDVPopulation ages 30-34, male | Maldives | MDV | Population ages 30-34, male | SP.POP.3034.MA | 54000 | 60000
MDVPopulation ages 35-39, female | Maldives | MDV | Population ages 35-39, female | SP.POP.3539.FE | 18000 | 19000
MDVPopulation ages 35-39, male | Maldives | MDV | Population ages 35-39, male | SP.POP.3539.MA | 33000 | 36000
MDVPopulation ages 40-44, female | Maldives | MDV | Population ages 40-44, female | SP.POP.4044.FE | 13000 | 13000
MDVPopulation ages 40-44, male | Maldives | MDV | Population ages 40-44, male | SP.POP.4044.MA | 23000 | 23000
MDVPopulation ages 45-49, female | Maldives | MDV | Population ages 45-49, female | SP.POP.4549.FE | 11000 | 11000
MDVPopulation ages 45-49, male | Maldives | MDV | Population ages 45-49, male | SP.POP.4549.MA | 17000 | 17000
MDVPopulation ages 50-54, female | Maldives | MDV | Population ages 50-54, female | SP.POP.5054.FE | 9100 | 9300
MDVPopulation ages 50-54, male | Maldives | MDV | Population ages 50-54, male | SP.POP.5054.MA | 11000 | 11000
MDVPopulation ages 55-59, male | Maldives | MDV | Population ages 55-59, male | SP.POP.5559.MA | 8000 | 7500
MDVPopulation ages 55-59, female | Maldives | MDV | Population ages 55-59, female | SP.POP.5559.FE | 7600 | 7800
MDVPopulation ages 65-69, male | Maldives | MDV | Population ages 65-69, male | SP.POP.6569.MA | 3300 | 3300
MDVPopulation ages 65-69, female | Maldives | MDV | Population ages 65-69, female | SP.POP.6569.FE | 3000 | 3300
MDVPopulation ages 60-64, female | Maldives | MDV | Population ages 60-64, female | SP.POP.6064.FE | 5500 | 5900
MDVPopulation ages 60-64, male | Maldives | MDV | Population ages 60-64, male | SP.POP.6064.MA | 5900 | 5700
MDVPopulation ages 70-74, female | Maldives | MDV | Population ages 70-74, female | SP.POP.7074.FE | 2100 | 2100
MDVPopulation ages 70-74, male | Maldives | MDV | Population ages 70-74, male | SP.POP.7074.MA | 2400 | 2300
MDVPopulation ages 75-79, female | Maldives | MDV | Population ages 75-79, female | SP.POP.7579.FE | 2100 | 2000
MDVPopulation ages 75-79, male | Maldives | MDV | Population ages 75-79, male | SP.POP.7579.MA | 2200 | 2100
MDVPopulation ages 80 and above, female | Maldives | MDV | Population ages 80 and above, female | SP.POP.80UP.FE | 2000 | 2100
MDVPopulation ages 80 and above, male | Maldives | MDV | Population ages 80 and above, male | SP.POP.80UP.MA | 2300 | 2300
MDVPopulation, male | Maldives | MDV | Population, male | SP.POP.TOTL.MA.IN | 336000 | 343000
MDVPopulation, total | Maldives | MDV | Population, total | SP.POP.TOTL | 531000 | 541000
MDVPopulation, female | Maldives | MDV | Population, female | SP.POP.TOTL.FE.IN | 195000 | 198000
MDVPopulation growth (annual %) | Maldives | MDV | Population growth (annual %) | SP.POP.GROW | 0 | 0
MLIPopulation ages 0-14, female | Mali | MLI | Population ages 0-14, female | SP.POP.0014.FE.IN | 4571000 | 4679000
MLIPopulation ages 0-14, male | Mali | MLI | Population ages 0-14, male | SP.POP.0014.MA.IN | 4728000 | 4840000
MLIPopulation ages 00-04, female | Mali | MLI | Population ages 00-04, female | SP.POP.0004.FE | 1736000 | 1772000
MLIPopulation ages 00-04, male | Mali | MLI | Population ages 00-04, male | SP.POP.0004.MA | 1796000 | 1834000
MLIPopulation ages 05-09, female | Mali | MLI | Population ages 05-09, female | SP.POP.0509.FE | 1522000 | 1551000
MLIPopulation ages 05-09, male | Mali | MLI | Population ages 05-09, male | SP.POP.0509.MA | 1575000 | 1604000
MLIPopulation ages 10-14, female | Mali | MLI | Population ages 10-14, female | SP.POP.1014.FE | 1314000 | 1357000
MLIPopulation ages 10-14, male | Mali | MLI | Population ages 10-14, male | SP.POP.1014.MA | 1357000 | 1402000
MLIPopulation ages 15-19, female | Mali | MLI | Population ages 15-19, female | SP.POP.1519.FE | 1064000 | 1110000
MLIPopulation ages 15-19, male | Mali | MLI | Population ages 15-19, male | SP.POP.1519.MA | 1092000 | 1141000
MLIPopulation ages 20-24, female | Mali | MLI | Population ages 20-24, female | SP.POP.2024.FE | 847000 | 880000
MLIPopulation ages 20-24, male | Mali | MLI | Population ages 20-24, male | SP.POP.2024.MA | 861000 | 896000
MLIPopulation ages 25-29, female | Mali | MLI | Population ages 25-29, female | SP.POP.2529.FE | 689000 | 712000
MLIPopulation ages 25-29, male | Mali | MLI | Population ages 25-29, male | SP.POP.2529.MA | 693000 | 716000
MLIPopulation ages 30-34, female | Mali | MLI | Population ages 30-34, female | SP.POP.3034.FE | 569000 | 584000
MLIPopulation ages 30-34, male | Mali | MLI | Population ages 30-34, male | SP.POP.3034.MA | 569000 | 583000
MLIPopulation ages 35-39, female | Mali | MLI | Population ages 35-39, female | SP.POP.3539.FE | 487000 | 499000
MLIPopulation ages 35-39, male | Mali | MLI | Population ages 35-39, male | SP.POP.3539.MA | 482000 | 494000
MLIPopulation ages 40-44, female | Mali | MLI | Population ages 40-44, female | SP.POP.4044.FE | 406000 | 419000
MLIPopulation ages 40-44, male | Mali | MLI | Population ages 40-44, male | SP.POP.4044.MA | 395000 | 408000
MLIPopulation ages 45-49, female | Mali | MLI | Population ages 45-49, female | SP.POP.4549.FE | 323000 | 337000
MLIPopulation ages 45-49, male | Mali | MLI | Population ages 45-49, male | SP.POP.4549.MA | 307000 | 322000
MLIPopulation ages 50-54, female | Mali | MLI | Population ages 50-54, female | SP.POP.5054.FE | 244000 | 256000
MLIPopulation ages 50-54, male | Mali | MLI | Population ages 50-54, male | SP.POP.5054.MA | 221000 | 233000
MLIPopulation ages 55-59, male | Mali | MLI | Population ages 55-59, male | SP.POP.5559.MA | 159000 | 166000
MLIPopulation ages 55-59, female | Mali | MLI | Population ages 55-59, female | SP.POP.5559.FE | 187000 | 194000
MLIPopulation ages 65-69, male | Mali | MLI | Population ages 65-69, male | SP.POP.6569.MA | 95000 | 99000
MLIPopulation ages 65-69, female | Mali | MLI | Population ages 65-69, female | SP.POP.6569.FE | 119000 | 123000
MLIPopulation ages 60-64, female | Mali | MLI | Population ages 60-64, female | SP.POP.6064.FE | 151000 | 154000
MLIPopulation ages 60-64, male | Mali | MLI | Population ages 60-64, male | SP.POP.6064.MA | 123000 | 126000
MLIPopulation ages 70-74, female | Mali | MLI | Population ages 70-74, female | SP.POP.7074.FE | 78000 | 80000
MLIPopulation ages 70-74, male | Mali | MLI | Population ages 70-74, male | SP.POP.7074.MA | 59000 | 61000
MLIPopulation ages 75-79, female | Mali | MLI | Population ages 75-79, female | SP.POP.7579.FE | 50000 | 51000
MLIPopulation ages 75-79, male | Mali | MLI | Population ages 75-79, male | SP.POP.7579.MA | 39000 | 39000
MLIPopulation ages 80 and above, female | Mali | MLI | Population ages 80 and above, female | SP.POP.80UP.FE | 28000 | 28000
MLIPopulation ages 80 and above, male | Mali | MLI | Population ages 80 and above, male | SP.POP.80UP.MA | 23000 | 22000
MLIPopulation, male | Mali | MLI | Population, male | SP.POP.TOTL.MA.IN | 9845000 | 10145000
MLIPopulation, total | Mali | MLI | Population, total | SP.POP.TOTL | 19658000 | 20251000
MLIPopulation, female | Mali | MLI | Population, female | SP.POP.TOTL.FE.IN | 9813000 | 10106000
MLIPopulation growth (annual %) | Mali | MLI | Population growth (annual %) | SP.POP.GROW | 0 | 0
MLTPopulation ages 0-14, female | Malta | MLT | Population ages 0-14, female | SP.POP.0014.FE.IN | 34000 | 34000
MLTPopulation ages 0-14, male | Malta | MLT | Population ages 0-14, male | SP.POP.0014.MA.IN | 36000 | 36000
MLTPopulation ages 00-04, female | Malta | MLT | Population ages 00-04, female | SP.POP.0004.FE | 12000 | 12000
MLTPopulation ages 00-04, male | Malta | MLT | Population ages 00-04, male | SP.POP.0004.MA | 12000 | 12000
MLTPopulation ages 05-09, female | Malta | MLT | Population ages 05-09, female | SP.POP.0509.FE | 11000 | 11000
MLTPopulation ages 05-09, male | Malta | MLT | Population ages 05-09, male | SP.POP.0509.MA | 12000 | 12000
MLTPopulation ages 10-14, female | Malta | MLT | Population ages 10-14, female | SP.POP.1014.FE | 11000 | 11000
MLTPopulation ages 10-14, male | Malta | MLT | Population ages 10-14, male | SP.POP.1014.MA | 11000 | 12000
MLTPopulation ages 15-19, female | Malta | MLT | Population ages 15-19, female | SP.POP.1519.FE | 11000 | 11000
MLTPopulation ages 15-19, male | Malta | MLT | Population ages 15-19, male | SP.POP.1519.MA | 12000 | 12000
MLTPopulation ages 20-24, female | Malta | MLT | Population ages 20-24, female | SP.POP.2024.FE | 14000 | 13000
MLTPopulation ages 20-24, male | Malta | MLT | Population ages 20-24, male | SP.POP.2024.MA | 15000 | 14000
MLTPopulation ages 25-29, female | Malta | MLT | Population ages 25-29, female | SP.POP.2529.FE | 16000 | 16000
MLTPopulation ages 25-29, male | Malta | MLT | Population ages 25-29, male | SP.POP.2529.MA | 18000 | 17000
MLTPopulation ages 30-34, female | Malta | MLT | Population ages 30-34, female | SP.POP.3034.FE | 17000 | 17000
MLTPopulation ages 30-34, male | Malta | MLT | Population ages 30-34, male | SP.POP.3034.MA | 19000 | 19000
MLTPopulation ages 35-39, female | Malta | MLT | Population ages 35-39, female | SP.POP.3539.FE | 17000 | 17000
MLTPopulation ages 35-39, male | Malta | MLT | Population ages 35-39, male | SP.POP.3539.MA | 18000 | 19000
MLTPopulation ages 40-44, female | Malta | MLT | Population ages 40-44, female | SP.POP.4044.FE | 16000 | 17000
MLTPopulation ages 40-44, male | Malta | MLT | Population ages 40-44, male | SP.POP.4044.MA | 17000 | 18000
MLTPopulation ages 45-49, female | Malta | MLT | Population ages 45-49, female | SP.POP.4549.FE | 15000 | 15000
MLTPopulation ages 45-49, male | Malta | MLT | Population ages 45-49, male | SP.POP.4549.MA | 16000 | 16000
MLTPopulation ages 50-54, female | Malta | MLT | Population ages 50-54, female | SP.POP.5054.FE | 14000 | 14000
MLTPopulation ages 50-54, male | Malta | MLT | Population ages 50-54, male | SP.POP.5054.MA | 14000 | 14000
MLTPopulation ages 55-59, male | Malta | MLT | Population ages 55-59, male | SP.POP.5559.MA | 16000 | 16000
MLTPopulation ages 55-59, female | Malta | MLT | Population ages 55-59, female | SP.POP.5559.FE | 16000 | 15000
MLTPopulation ages 65-69, male | Malta | MLT | Population ages 65-69, male | SP.POP.6569.MA | 15000 | 15000
MLTPopulation ages 65-69, female | Malta | MLT | Population ages 65-69, female | SP.POP.6569.FE | 16000 | 15000
MLTPopulation ages 60-64, female | Malta | MLT | Population ages 60-64, female | SP.POP.6064.FE | 17000 | 17000
MLTPopulation ages 60-64, male | Malta | MLT | Population ages 60-64, male | SP.POP.6064.MA | 16000 | 16000
MLTPopulation ages 70-74, female | Malta | MLT | Population ages 70-74, female | SP.POP.7074.FE | 15000 | 16000
MLTPopulation ages 70-74, male | Malta | MLT | Population ages 70-74, male | SP.POP.7074.MA | 14000 | 15000
MLTPopulation ages 75-79, female | Malta | MLT | Population ages 75-79, female | SP.POP.7579.FE | 9600 | 10000
MLTPopulation ages 75-79, male | Malta | MLT | Population ages 75-79, male | SP.POP.7579.MA | 8000 | 8700
MLTPopulation ages 80 and above, female | Malta | MLT | Population ages 80 and above, female | SP.POP.80UP.FE | 14000 | 15000
MLTPopulation ages 80 and above, male | Malta | MLT | Population ages 80 and above, male | SP.POP.80UP.MA | 8600 | 8900
MLTPopulation, male | Malta | MLT | Population, male | SP.POP.TOTL.MA.IN | 243000 | 244000
MLTPopulation, total | Malta | MLT | Population, total | SP.POP.TOTL | 485000 | 486000
MLTPopulation, female | Malta | MLT | Population, female | SP.POP.TOTL.FE.IN | 242000 | 242000
MLTPopulation growth (annual %) | Malta | MLT | Population growth (annual %) | SP.POP.GROW | 0 | 0
MHLPopulation ages 0-14, female | Marshall Islands | MHL | Population ages 0-14, female | SP.POP.0014.FE.IN | 0 | 0
MHLPopulation ages 0-14, male | Marshall Islands | MHL | Population ages 0-14, male | SP.POP.0014.MA.IN | 0 | 0
MHLPopulation ages 00-04, female | Marshall Islands | MHL | Population ages 00-04, female | SP.POP.0004.FE | 0 | 0
MHLPopulation ages 00-04, male | Marshall Islands | MHL | Population ages 00-04, male | SP.POP.0004.MA | 0 | 0
MHLPopulation ages 05-09, female | Marshall Islands | MHL | Population ages 05-09, female | SP.POP.0509.FE | 0 | 0
MHLPopulation ages 05-09, male | Marshall Islands | MHL | Population ages 05-09, male | SP.POP.0509.MA | 0 | 0
MHLPopulation ages 10-14, female | Marshall Islands | MHL | Population ages 10-14, female | SP.POP.1014.FE | 0 | 0
MHLPopulation ages 10-14, male | Marshall Islands | MHL | Population ages 10-14, male | SP.POP.1014.MA | 0 | 0
MHLPopulation ages 15-19, female | Marshall Islands | MHL | Population ages 15-19, female | SP.POP.1519.FE | 0 | 0
MHLPopulation ages 15-19, male | Marshall Islands | MHL | Population ages 15-19, male | SP.POP.1519.MA | 0 | 0
MHLPopulation ages 20-24, female | Marshall Islands | MHL | Population ages 20-24, female | SP.POP.2024.FE | 0 | 0
MHLPopulation ages 20-24, male | Marshall Islands | MHL | Population ages 20-24, male | SP.POP.2024.MA | 0 | 0
MHLPopulation ages 25-29, female | Marshall Islands | MHL | Population ages 25-29, female | SP.POP.2529.FE | 0 | 0
MHLPopulation ages 25-29, male | Marshall Islands | MHL | Population ages 25-29, male | SP.POP.2529.MA | 0 | 0
MHLPopulation ages 30-34, female | Marshall Islands | MHL | Population ages 30-34, female | SP.POP.3034.FE | 0 | 0
MHLPopulation ages 30-34, male | Marshall Islands | MHL | Population ages 30-34, male | SP.POP.3034.MA | 0 | 0
MHLPopulation ages 35-39, female | Marshall Islands | MHL | Population ages 35-39, female | SP.POP.3539.FE | 0 | 0
MHLPopulation ages 35-39, male | Marshall Islands | MHL | Population ages 35-39, male | SP.POP.3539.MA | 0 | 0
MHLPopulation ages 40-44, female | Marshall Islands | MHL | Population ages 40-44, female | SP.POP.4044.FE | 0 | 0
MHLPopulation ages 40-44, male | Marshall Islands | MHL | Population ages 40-44, male | SP.POP.4044.MA | 0 | 0
MHLPopulation ages 45-49, female | Marshall Islands | MHL | Population ages 45-49, female | SP.POP.4549.FE | 0 | 0
MHLPopulation ages 45-49, male | Marshall Islands | MHL | Population ages 45-49, male | SP.POP.4549.MA | 0 | 0
MHLPopulation ages 50-54, female | Marshall Islands | MHL | Population ages 50-54, female | SP.POP.5054.FE | 0 | 0
MHLPopulation ages 50-54, male | Marshall Islands | MHL | Population ages 50-54, male | SP.POP.5054.MA | 0 | 0
MHLPopulation ages 55-59, male | Marshall Islands | MHL | Population ages 55-59, male | SP.POP.5559.MA | 0 | 0
MHLPopulation ages 55-59, female | Marshall Islands | MHL | Population ages 55-59, female | SP.POP.5559.FE | 0 | 0
MHLPopulation ages 65-69, male | Marshall Islands | MHL | Population ages 65-69, male | SP.POP.6569.MA | 0 | 0
MHLPopulation ages 65-69, female | Marshall Islands | MHL | Population ages 65-69, female | SP.POP.6569.FE | 0 | 0
MHLPopulation ages 60-64, female | Marshall Islands | MHL | Population ages 60-64, female | SP.POP.6064.FE | 0 | 0
MHLPopulation ages 60-64, male | Marshall Islands | MHL | Population ages 60-64, male | SP.POP.6064.MA | 0 | 0
MHLPopulation ages 70-74, female | Marshall Islands | MHL | Population ages 70-74, female | SP.POP.7074.FE | 0 | 0
MHLPopulation ages 70-74, male | Marshall Islands | MHL | Population ages 70-74, male | SP.POP.7074.MA | 0 | 0
MHLPopulation ages 75-79, female | Marshall Islands | MHL | Population ages 75-79, female | SP.POP.7579.FE | 0 | 0
MHLPopulation ages 75-79, male | Marshall Islands | MHL | Population ages 75-79, male | SP.POP.7579.MA | 0 | 0
MHLPopulation ages 80 and above, female | Marshall Islands | MHL | Population ages 80 and above, female | SP.POP.80UP.FE | 0 | 0
MHLPopulation ages 80 and above, male | Marshall Islands | MHL | Population ages 80 and above, male | SP.POP.80UP.MA | 0 | 0
MHLPopulation, male | Marshall Islands | MHL | Population, male | SP.POP.TOTL.MA.IN | 0 | 0
MHLPopulation, total | Marshall Islands | MHL | Population, total | SP.POP.TOTL | 59000 | 59000
MHLPopulation, female | Marshall Islands | MHL | Population, female | SP.POP.TOTL.FE.IN | 0 | 0
MHLPopulation growth (annual %) | Marshall Islands | MHL | Population growth (annual %) | SP.POP.GROW | 0 | 0
MRTPopulation ages 0-14, female | Mauritania | MRT | Population ages 0-14, female | SP.POP.0014.FE.IN | 888000 | 908000
MRTPopulation ages 0-14, male | Mauritania | MRT | Population ages 0-14, male | SP.POP.0014.MA.IN | 917000 | 938000
MRTPopulation ages 00-04, female | Mauritania | MRT | Population ages 00-04, female | SP.POP.0004.FE | 333000 | 339000
MRTPopulation ages 00-04, male | Mauritania | MRT | Population ages 00-04, male | SP.POP.0004.MA | 346000 | 351000
MRTPopulation ages 05-09, female | Mauritania | MRT | Population ages 05-09, female | SP.POP.0509.FE | 297000 | 304000
MRTPopulation ages 05-09, male | Mauritania | MRT | Population ages 05-09, male | SP.POP.0509.MA | 306000 | 314000
MRTPopulation ages 10-14, female | Mauritania | MRT | Population ages 10-14, female | SP.POP.1014.FE | 258000 | 265000
MRTPopulation ages 10-14, male | Mauritania | MRT | Population ages 10-14, male | SP.POP.1014.MA | 265000 | 272000
MRTPopulation ages 15-19, female | Mauritania | MRT | Population ages 15-19, female | SP.POP.1519.FE | 226000 | 232000
MRTPopulation ages 15-19, male | Mauritania | MRT | Population ages 15-19, male | SP.POP.1519.MA | 232000 | 238000
MRTPopulation ages 20-24, female | Mauritania | MRT | Population ages 20-24, female | SP.POP.2024.FE | 200000 | 205000
MRTPopulation ages 20-24, male | Mauritania | MRT | Population ages 20-24, male | SP.POP.2024.MA | 206000 | 211000
MRTPopulation ages 25-29, female | Mauritania | MRT | Population ages 25-29, female | SP.POP.2529.FE | 180000 | 183000
MRTPopulation ages 25-29, male | Mauritania | MRT | Population ages 25-29, male | SP.POP.2529.MA | 184000 | 188000
MRTPopulation ages 30-34, female | Mauritania | MRT | Population ages 30-34, female | SP.POP.3034.FE | 161000 | 165000
MRTPopulation ages 30-34, male | Mauritania | MRT | Population ages 30-34, male | SP.POP.3034.MA | 165000 | 169000
MRTPopulation ages 35-39, female | Mauritania | MRT | Population ages 35-39, female | SP.POP.3539.FE | 136000 | 141000
MRTPopulation ages 35-39, male | Mauritania | MRT | Population ages 35-39, male | SP.POP.3539.MA | 139000 | 144000
MRTPopulation ages 40-44, female | Mauritania | MRT | Population ages 40-44, female | SP.POP.4044.FE | 112000 | 117000
MRTPopulation ages 40-44, male | Mauritania | MRT | Population ages 40-44, male | SP.POP.4044.MA | 113000 | 118000
MRTPopulation ages 45-49, female | Mauritania | MRT | Population ages 45-49, female | SP.POP.4549.FE | 91000 | 94000
MRTPopulation ages 45-49, male | Mauritania | MRT | Population ages 45-49, male | SP.POP.4549.MA | 90000 | 94000
MRTPopulation ages 50-54, female | Mauritania | MRT | Population ages 50-54, female | SP.POP.5054.FE | 74000 | 76000
MRTPopulation ages 50-54, male | Mauritania | MRT | Population ages 50-54, male | SP.POP.5054.MA | 70000 | 73000
MRTPopulation ages 55-59, male | Mauritania | MRT | Population ages 55-59, male | SP.POP.5559.MA | 54000 | 56000
MRTPopulation ages 55-59, female | Mauritania | MRT | Population ages 55-59, female | SP.POP.5559.FE | 59000 | 61000
MRTPopulation ages 65-69, male | Mauritania | MRT | Population ages 65-69, male | SP.POP.6569.MA | 27000 | 28000
MRTPopulation ages 65-69, female | Mauritania | MRT | Population ages 65-69, female | SP.POP.6569.FE | 32000 | 34000
MRTPopulation ages 60-64, female | Mauritania | MRT | Population ages 60-64, female | SP.POP.6064.FE | 45000 | 47000
MRTPopulation ages 60-64, male | Mauritania | MRT | Population ages 60-64, male | SP.POP.6064.MA | 40000 | 42000
MRTPopulation ages 70-74, female | Mauritania | MRT | Population ages 70-74, female | SP.POP.7074.FE | 23000 | 24000
MRTPopulation ages 70-74, male | Mauritania | MRT | Population ages 70-74, male | SP.POP.7074.MA | 17000 | 17000
MRTPopulation ages 75-79, female | Mauritania | MRT | Population ages 75-79, female | SP.POP.7579.FE | 15000 | 15000
MRTPopulation ages 75-79, male | Mauritania | MRT | Population ages 75-79, male | SP.POP.7579.MA | 9900 | 10000
MRTPopulation ages 80 and above, female | Mauritania | MRT | Population ages 80 and above, female | SP.POP.80UP.FE | 12000 | 12000
MRTPopulation ages 80 and above, male | Mauritania | MRT | Population ages 80 and above, male | SP.POP.80UP.MA | 7100 | 7000
MRTPopulation, male | Mauritania | MRT | Population, male | SP.POP.TOTL.MA.IN | 2272000 | 2335000
MRTPopulation, total | Mauritania | MRT | Population, total | SP.POP.TOTL | 4526000 | 4650000
MRTPopulation, female | Mauritania | MRT | Population, female | SP.POP.TOTL.FE.IN | 2254000 | 2315000
MRTPopulation growth (annual %) | Mauritania | MRT | Population growth (annual %) | SP.POP.GROW | 0 | 0
MUSPopulation ages 0-14, female | Mauritius | MUS | Population ages 0-14, female | SP.POP.0014.FE.IN | 107000 | 105000
MUSPopulation ages 0-14, male | Mauritius | MUS | Population ages 0-14, male | SP.POP.0014.MA.IN | 112000 | 109000
MUSPopulation ages 00-04, female | Mauritius | MUS | Population ages 00-04, female | SP.POP.0004.FE | 32000 | 31000
MUSPopulation ages 00-04, male | Mauritius | MUS | Population ages 00-04, male | SP.POP.0004.MA | 33000 | 33000
MUSPopulation ages 05-09, female | Mauritius | MUS | Population ages 05-09, female | SP.POP.0509.FE | 35000 | 34000
MUSPopulation ages 05-09, male | Mauritius | MUS | Population ages 05-09, male | SP.POP.0509.MA | 36000 | 35000
MUSPopulation ages 10-14, female | Mauritius | MUS | Population ages 10-14, female | SP.POP.1014.FE | 41000 | 39000
MUSPopulation ages 10-14, male | Mauritius | MUS | Population ages 10-14, male | SP.POP.1014.MA | 43000 | 41000
MUSPopulation ages 15-19, female | Mauritius | MUS | Population ages 15-19, female | SP.POP.1519.FE | 47000 | 46000
MUSPopulation ages 15-19, male | Mauritius | MUS | Population ages 15-19, male | SP.POP.1519.MA | 48000 | 48000
MUSPopulation ages 20-24, female | Mauritius | MUS | Population ages 20-24, female | SP.POP.2024.FE | 47000 | 47000
MUSPopulation ages 20-24, male | Mauritius | MUS | Population ages 20-24, male | SP.POP.2024.MA | 48000 | 47000
MUSPopulation ages 25-29, female | Mauritius | MUS | Population ages 25-29, female | SP.POP.2529.FE | 50000 | 51000
MUSPopulation ages 25-29, male | Mauritius | MUS | Population ages 25-29, male | SP.POP.2529.MA | 51000 | 52000
MUSPopulation ages 30-34, female | Mauritius | MUS | Population ages 30-34, female | SP.POP.3034.FE | 43000 | 44000
MUSPopulation ages 30-34, male | Mauritius | MUS | Population ages 30-34, male | SP.POP.3034.MA | 43000 | 44000
MUSPopulation ages 35-39, female | Mauritius | MUS | Population ages 35-39, female | SP.POP.3539.FE | 44000 | 43000
MUSPopulation ages 35-39, male | Mauritius | MUS | Population ages 35-39, male | SP.POP.3539.MA | 45000 | 44000
MUSPopulation ages 40-44, female | Mauritius | MUS | Population ages 40-44, female | SP.POP.4044.FE | 49000 | 49000
MUSPopulation ages 40-44, male | Mauritius | MUS | Population ages 40-44, male | SP.POP.4044.MA | 49000 | 50000
MUSPopulation ages 45-49, female | Mauritius | MUS | Population ages 45-49, female | SP.POP.4549.FE | 41000 | 41000
MUSPopulation ages 45-49, male | Mauritius | MUS | Population ages 45-49, male | SP.POP.4549.MA | 41000 | 42000
MUSPopulation ages 50-54, female | Mauritius | MUS | Population ages 50-54, female | SP.POP.5054.FE | 44000 | 43000
MUSPopulation ages 50-54, male | Mauritius | MUS | Population ages 50-54, male | SP.POP.5054.MA | 43000 | 42000
MUSPopulation ages 55-59, male | Mauritius | MUS | Population ages 55-59, male | SP.POP.5559.MA | 44000 | 44000
MUSPopulation ages 55-59, female | Mauritius | MUS | Population ages 55-59, female | SP.POP.5559.FE | 45000 | 46000
MUSPopulation ages 65-69, male | Mauritius | MUS | Population ages 65-69, male | SP.POP.6569.MA | 28000 | 29000
MUSPopulation ages 65-69, female | Mauritius | MUS | Population ages 65-69, female | SP.POP.6569.FE | 32000 | 33000
MUSPopulation ages 60-64, female | Mauritius | MUS | Population ages 60-64, female | SP.POP.6064.FE | 38000 | 39000
MUSPopulation ages 60-64, male | Mauritius | MUS | Population ages 60-64, male | SP.POP.6064.MA | 35000 | 36000
MUSPopulation ages 70-74, female | Mauritius | MUS | Population ages 70-74, female | SP.POP.7074.FE | 23000 | 25000
MUSPopulation ages 70-74, male | Mauritius | MUS | Population ages 70-74, male | SP.POP.7074.MA | 18000 | 20000
MUSPopulation ages 75-79, female | Mauritius | MUS | Population ages 75-79, female | SP.POP.7579.FE | 14000 | 14000
MUSPopulation ages 75-79, male | Mauritius | MUS | Population ages 75-79, male | SP.POP.7579.MA | 9500 | 10000
MUSPopulation ages 80 and above, female | Mauritius | MUS | Population ages 80 and above, female | SP.POP.80UP.FE | 17000 | 18000
MUSPopulation ages 80 and above, male | Mauritius | MUS | Population ages 80 and above, male | SP.POP.80UP.MA | 9400 | 9500
MUSPopulation, male | Mauritius | MUS | Population, male | SP.POP.TOTL.MA.IN | 626000 | 627000
MUSPopulation, total | Mauritius | MUS | Population, total | SP.POP.TOTL | 1268000 | 1270000
MUSPopulation, female | Mauritius | MUS | Population, female | SP.POP.TOTL.FE.IN | 642000 | 644000
MUSPopulation growth (annual %) | Mauritius | MUS | Population growth (annual %) | SP.POP.GROW | 0 | 0
MEXPopulation ages 0-14, female | Mexico | MEX | Population ages 0-14, female | SP.POP.0014.FE.IN | 16332000 | 16281000
MEXPopulation ages 0-14, male | Mexico | MEX | Population ages 0-14, male | SP.POP.0014.MA.IN | 17074000 | 17029000
MEXPopulation ages 00-04, female | Mexico | MEX | Population ages 00-04, female | SP.POP.0004.FE | 5395000 | 5354000
MEXPopulation ages 00-04, male | Mexico | MEX | Population ages 00-04, male | SP.POP.0004.MA | 5646000 | 5605000
MEXPopulation ages 05-09, female | Mexico | MEX | Population ages 05-09, female | SP.POP.0509.FE | 5475000 | 5479000
MEXPopulation ages 05-09, male | Mexico | MEX | Population ages 05-09, male | SP.POP.0509.MA | 5729000 | 5732000
MEXPopulation ages 10-14, female | Mexico | MEX | Population ages 10-14, female | SP.POP.1014.FE | 5461000 | 5448000
MEXPopulation ages 10-14, male | Mexico | MEX | Population ages 10-14, male | SP.POP.1014.MA | 5699000 | 5693000
MEXPopulation ages 15-19, female | Mexico | MEX | Population ages 15-19, female | SP.POP.1519.FE | 5517000 | 5515000
MEXPopulation ages 15-19, male | Mexico | MEX | Population ages 15-19, male | SP.POP.1519.MA | 5680000 | 5695000
MEXPopulation ages 20-24, female | Mexico | MEX | Population ages 20-24, female | SP.POP.2024.FE | 5442000 | 5435000
MEXPopulation ages 20-24, male | Mexico | MEX | Population ages 20-24, male | SP.POP.2024.MA | 5502000 | 5505000
MEXPopulation ages 25-29, female | Mexico | MEX | Population ages 25-29, female | SP.POP.2529.FE | 5371000 | 5412000
MEXPopulation ages 25-29, male | Mexico | MEX | Population ages 25-29, male | SP.POP.2529.MA | 5309000 | 5384000
MEXPopulation ages 30-34, female | Mexico | MEX | Population ages 30-34, female | SP.POP.3034.FE | 4980000 | 5041000
MEXPopulation ages 30-34, male | Mexico | MEX | Population ages 30-34, male | SP.POP.3034.MA | 4660000 | 4748000
MEXPopulation ages 35-39, female | Mexico | MEX | Population ages 35-39, female | SP.POP.3539.FE | 4704000 | 4746000
MEXPopulation ages 35-39, male | Mexico | MEX | Population ages 35-39, male | SP.POP.3539.MA | 4293000 | 4344000
MEXPopulation ages 40-44, female | Mexico | MEX | Population ages 40-44, female | SP.POP.4044.FE | 4467000 | 4502000
MEXPopulation ages 40-44, male | Mexico | MEX | Population ages 40-44, male | SP.POP.4044.MA | 4002000 | 4030000
MEXPopulation ages 45-49, female | Mexico | MEX | Population ages 45-49, female | SP.POP.4549.FE | 4158000 | 4233000
MEXPopulation ages 45-49, male | Mexico | MEX | Population ages 45-49, male | SP.POP.4549.MA | 3716000 | 3783000
MEXPopulation ages 50-54, female | Mexico | MEX | Population ages 50-54, female | SP.POP.5054.FE | 3586000 | 3689000
MEXPopulation ages 50-54, male | Mexico | MEX | Population ages 50-54, male | SP.POP.5054.MA | 3157000 | 3236000
MEXPopulation ages 55-59, male | Mexico | MEX | Population ages 55-59, male | SP.POP.5559.MA | 2663000 | 2742000
MEXPopulation ages 55-59, female | Mexico | MEX | Population ages 55-59, female | SP.POP.5559.FE | 2992000 | 3091000
MEXPopulation ages 65-69, male | Mexico | MEX | Population ages 65-69, male | SP.POP.6569.MA | 1588000 | 1657000
MEXPopulation ages 65-69, female | Mexico | MEX | Population ages 65-69, female | SP.POP.6569.FE | 1848000 | 1938000
MEXPopulation ages 60-64, female | Mexico | MEX | Population ages 60-64, female | SP.POP.6064.FE | 2413000 | 2500000
MEXPopulation ages 60-64, male | Mexico | MEX | Population ages 60-64, male | SP.POP.6064.MA | 2097000 | 2169000
MEXPopulation ages 70-74, female | Mexico | MEX | Population ages 70-74, female | SP.POP.7074.FE | 1280000 | 1341000
MEXPopulation ages 70-74, male | Mexico | MEX | Population ages 70-74, male | SP.POP.7074.MA | 1082000 | 1126000
MEXPopulation ages 75-79, female | Mexico | MEX | Population ages 75-79, female | SP.POP.7579.FE | 913000 | 948000
MEXPopulation ages 75-79, male | Mexico | MEX | Population ages 75-79, male | SP.POP.7579.MA | 749000 | 774000
MEXPopulation ages 80 and above, female | Mexico | MEX | Population ages 80 and above, female | SP.POP.80UP.FE | 1169000 | 1190000
MEXPopulation ages 80 and above, male | Mexico | MEX | Population ages 80 and above, male | SP.POP.80UP.MA | 833000 | 848000
MEXPopulation, male | Mexico | MEX | Population, male | SP.POP.TOTL.MA.IN | 62403000 | 63071000
MEXPopulation, total | Mexico | MEX | Population, total | SP.POP.TOTL | 127576000 | 128933000
MEXPopulation, female | Mexico | MEX | Population, female | SP.POP.TOTL.FE.IN | 65172000 | 65861000
MEXPopulation growth (annual %) | Mexico | MEX | Population growth (annual %) | SP.POP.GROW | 0 | 0
FSMPopulation ages 0-14, female | Micronesia, Fed. Sts. | FSM | Population ages 0-14, female | SP.POP.0014.FE.IN | 17000 | 17000
FSMPopulation ages 0-14, male | Micronesia, Fed. Sts. | FSM | Population ages 0-14, male | SP.POP.0014.MA.IN | 18000 | 18000
FSMPopulation ages 00-04, female | Micronesia, Fed. Sts. | FSM | Population ages 00-04, female | SP.POP.0004.FE | 5900 | 6000
FSMPopulation ages 00-04, male | Micronesia, Fed. Sts. | FSM | Population ages 00-04, male | SP.POP.0004.MA | 6300 | 6300
FSMPopulation ages 05-09, female | Micronesia, Fed. Sts. | FSM | Population ages 05-09, female | SP.POP.0509.FE | 5800 | 5700
FSMPopulation ages 05-09, male | Micronesia, Fed. Sts. | FSM | Population ages 05-09, male | SP.POP.0509.MA | 6100 | 6100
FSMPopulation ages 10-14, female | Micronesia, Fed. Sts. | FSM | Population ages 10-14, female | SP.POP.1014.FE | 5800 | 5800
FSMPopulation ages 10-14, male | Micronesia, Fed. Sts. | FSM | Population ages 10-14, male | SP.POP.1014.MA | 6000 | 6000
FSMPopulation ages 15-19, female | Micronesia, Fed. Sts. | FSM | Population ages 15-19, female | SP.POP.1519.FE | 5600 | 5600
FSMPopulation ages 15-19, male | Micronesia, Fed. Sts. | FSM | Population ages 15-19, male | SP.POP.1519.MA | 6000 | 5900
FSMPopulation ages 20-24, female | Micronesia, Fed. Sts. | FSM | Population ages 20-24, female | SP.POP.2024.FE | 5700 | 5600
FSMPopulation ages 20-24, male | Micronesia, Fed. Sts. | FSM | Population ages 20-24, male | SP.POP.2024.MA | 6100 | 6000
FSMPopulation ages 25-29, female | Micronesia, Fed. Sts. | FSM | Population ages 25-29, female | SP.POP.2529.FE | 5000 | 5100
FSMPopulation ages 25-29, male | Micronesia, Fed. Sts. | FSM | Population ages 25-29, male | SP.POP.2529.MA | 5500 | 5600
FSMPopulation ages 30-34, female | Micronesia, Fed. Sts. | FSM | Population ages 30-34, female | SP.POP.3034.FE | 3800 | 3900
FSMPopulation ages 30-34, male | Micronesia, Fed. Sts. | FSM | Population ages 30-34, male | SP.POP.3034.MA | 4200 | 4400
FSMPopulation ages 35-39, female | Micronesia, Fed. Sts. | FSM | Population ages 35-39, female | SP.POP.3539.FE | 3300 | 3400
FSMPopulation ages 35-39, male | Micronesia, Fed. Sts. | FSM | Population ages 35-39, male | SP.POP.3539.MA | 3400 | 3400
FSMPopulation ages 40-44, female | Micronesia, Fed. Sts. | FSM | Population ages 40-44, female | SP.POP.4044.FE | 2900 | 2900
FSMPopulation ages 40-44, male | Micronesia, Fed. Sts. | FSM | Population ages 40-44, male | SP.POP.4044.MA | 3000 | 3100
FSMPopulation ages 45-49, female | Micronesia, Fed. Sts. | FSM | Population ages 45-49, female | SP.POP.4549.FE | 2800 | 2800
FSMPopulation ages 45-49, male | Micronesia, Fed. Sts. | FSM | Population ages 45-49, male | SP.POP.4549.MA | 2600 | 2700
FSMPopulation ages 50-54, female | Micronesia, Fed. Sts. | FSM | Population ages 50-54, female | SP.POP.5054.FE | 2600 | 2600
FSMPopulation ages 50-54, male | Micronesia, Fed. Sts. | FSM | Population ages 50-54, male | SP.POP.5054.MA | 2500 | 2500
FSMPopulation ages 55-59, male | Micronesia, Fed. Sts. | FSM | Population ages 55-59, male | SP.POP.5559.MA | 2300 | 2400
FSMPopulation ages 55-59, female | Micronesia, Fed. Sts. | FSM | Population ages 55-59, female | SP.POP.5559.FE | 2300 | 2300
FSMPopulation ages 65-69, male | Micronesia, Fed. Sts. | FSM | Population ages 65-69, male | SP.POP.6569.MA | 1300 | 1400
FSMPopulation ages 65-69, female | Micronesia, Fed. Sts. | FSM | Population ages 65-69, female | SP.POP.6569.FE | 1300 | 1400
FSMPopulation ages 60-64, female | Micronesia, Fed. Sts. | FSM | Population ages 60-64, female | SP.POP.6064.FE | 2000 | 2000
FSMPopulation ages 60-64, male | Micronesia, Fed. Sts. | FSM | Population ages 60-64, male | SP.POP.6064.MA | 1900 | 1900
FSMPopulation ages 70-74, female | Micronesia, Fed. Sts. | FSM | Population ages 70-74, female | SP.POP.7074.FE | 700 | 800
FSMPopulation ages 70-74, male | Micronesia, Fed. Sts. | FSM | Population ages 70-74, male | SP.POP.7074.MA | 600 | 600
FSMPopulation ages 75-79, female | Micronesia, Fed. Sts. | FSM | Population ages 75-79, female | SP.POP.7579.FE | 300 | 300
FSMPopulation ages 75-79, male | Micronesia, Fed. Sts. | FSM | Population ages 75-79, male | SP.POP.7579.MA | 200 | 200
FSMPopulation ages 80 and above, female | Micronesia, Fed. Sts. | FSM | Population ages 80 and above, female | SP.POP.80UP.FE | 300 | 300
FSMPopulation ages 80 and above, male | Micronesia, Fed. Sts. | FSM | Population ages 80 and above, male | SP.POP.80UP.MA | 100 | 100
FSMPopulation, male | Micronesia, Fed. Sts. | FSM | Population, male | SP.POP.TOTL.MA.IN | 58000 | 58000
FSMPopulation, total | Micronesia, Fed. Sts. | FSM | Population, total | SP.POP.TOTL | 114000 | 115000
FSMPopulation, female | Micronesia, Fed. Sts. | FSM | Population, female | SP.POP.TOTL.FE.IN | 56000 | 57000
FSMPopulation growth (annual %) | Micronesia, Fed. Sts. | FSM | Population growth (annual %) | SP.POP.GROW | 0 | 0
MEAPopulation ages 0-14, female | Middle East & North Africa | MEA | Population ages 0-14, female | SP.POP.0014.FE.IN | 66409000 | 67450000
MEAPopulation ages 0-14, male | Middle East & North Africa | MEA | Population ages 0-14, male | SP.POP.0014.MA.IN | 69906000 | 70987000
MEAPopulation ages 00-04, female | Middle East & North Africa | MEA | Population ages 00-04, female | SP.POP.0004.FE | 24162000 | 24142000
MEAPopulation ages 00-04, male | Middle East & North Africa | MEA | Population ages 00-04, male | SP.POP.0004.MA | 25408000 | 25364000
MEAPopulation ages 05-09, female | Middle East & North Africa | MEA | Population ages 05-09, female | SP.POP.0509.FE | 22679000 | 23203000
MEAPopulation ages 05-09, male | Middle East & North Africa | MEA | Population ages 05-09, male | SP.POP.0509.MA | 23907000 | 24461000
MEAPopulation ages 10-14, female | Middle East & North Africa | MEA | Population ages 10-14, female | SP.POP.1014.FE | 19569000 | 20100000
MEAPopulation ages 10-14, male | Middle East & North Africa | MEA | Population ages 10-14, male | SP.POP.1014.MA | 20585000 | 21168000
MEAPopulation ages 15-19, female | Middle East & North Africa | MEA | Population ages 15-19, female | SP.POP.1519.FE | 17670000 | 17847000
MEAPopulation ages 15-19, male | Middle East & North Africa | MEA | Population ages 15-19, male | SP.POP.1519.MA | 18552000 | 18710000
MEAPopulation ages 20-24, female | Middle East & North Africa | MEA | Population ages 20-24, female | SP.POP.2024.FE | 17654000 | 17501000
MEAPopulation ages 20-24, male | Middle East & North Africa | MEA | Population ages 20-24, male | SP.POP.2024.MA | 18942000 | 18730000
MEAPopulation ages 25-29, female | Middle East & North Africa | MEA | Population ages 25-29, female | SP.POP.2529.FE | 18746000 | 18553000
MEAPopulation ages 25-29, male | Middle East & North Africa | MEA | Population ages 25-29, male | SP.POP.2529.MA | 20892000 | 20792000
MEAPopulation ages 30-34, female | Middle East & North Africa | MEA | Population ages 30-34, female | SP.POP.3034.FE | 19128000 | 19247000
MEAPopulation ages 30-34, male | Middle East & North Africa | MEA | Population ages 30-34, male | SP.POP.3034.MA | 21540000 | 21790000
MEAPopulation ages 35-39, female | Middle East & North Africa | MEA | Population ages 35-39, female | SP.POP.3539.FE | 17310000 | 17780000
MEAPopulation ages 35-39, male | Middle East & North Africa | MEA | Population ages 35-39, male | SP.POP.3539.MA | 19429000 | 19901000
MEAPopulation ages 40-44, female | Middle East & North Africa | MEA | Population ages 40-44, female | SP.POP.4044.FE | 14311000 | 14850000
MEAPopulation ages 40-44, male | Middle East & North Africa | MEA | Population ages 40-44, male | SP.POP.4044.MA | 16300000 | 16853000
MEAPopulation ages 45-49, female | Middle East & North Africa | MEA | Population ages 45-49, female | SP.POP.4549.FE | 11736000 | 12103000
MEAPopulation ages 45-49, male | Middle East & North Africa | MEA | Population ages 45-49, male | SP.POP.4549.MA | 13201000 | 13643000
MEAPopulation ages 50-54, female | Middle East & North Africa | MEA | Population ages 50-54, female | SP.POP.5054.FE | 9919000 | 10224000
MEAPopulation ages 50-54, male | Middle East & North Africa | MEA | Population ages 50-54, male | SP.POP.5054.MA | 10821000 | 11166000
MEAPopulation ages 55-59, male | Middle East & North Africa | MEA | Population ages 55-59, male | SP.POP.5559.MA | 8709000 | 9010000
MEAPopulation ages 55-59, female | Middle East & North Africa | MEA | Population ages 55-59, female | SP.POP.5559.FE | 8053000 | 8337000
MEAPopulation ages 65-69, male | Middle East & North Africa | MEA | Population ages 65-69, male | SP.POP.6569.MA | 4808500 | 5069800
MEAPopulation ages 65-69, female | Middle East & North Africa | MEA | Population ages 65-69, female | SP.POP.6569.FE | 4921200 | 5179000
MEAPopulation ages 60-64, female | Middle East & North Africa | MEA | Population ages 60-64, female | SP.POP.6064.FE | 6478500 | 6721000
MEAPopulation ages 60-64, male | Middle East & North Africa | MEA | Population ages 60-64, male | SP.POP.6064.MA | 6723000 | 6994000
MEAPopulation ages 70-74, female | Middle East & North Africa | MEA | Population ages 70-74, female | SP.POP.7074.FE | 3300900 | 3494700
MEAPopulation ages 70-74, male | Middle East & North Africa | MEA | Population ages 70-74, male | SP.POP.7074.MA | 3033800 | 3208000
MEAPopulation ages 75-79, female | Middle East & North Africa | MEA | Population ages 75-79, female | SP.POP.7579.FE | 2184700 | 2261400
MEAPopulation ages 75-79, male | Middle East & North Africa | MEA | Population ages 75-79, male | SP.POP.7579.MA | 1914200 | 1973700
MEAPopulation ages 80 and above, female | Middle East & North Africa | MEA | Population ages 80 and above, female | SP.POP.80UP.FE | 2252800 | 2274300
MEAPopulation ages 80 and above, male | Middle East & North Africa | MEA | Population ages 80 and above, male | SP.POP.80UP.MA | 1819400 | 1802900
MEAPopulation, male | Middle East & North Africa | MEA | Population, male | SP.POP.TOTL.MA.IN | 236584000 | 240632000
MEAPopulation, total | Middle East & North Africa | MEA | Population, total | SP.POP.TOTL | 456661000 | 464460000
MEAPopulation, female | Middle East & North Africa | MEA | Population, female | SP.POP.TOTL.FE.IN | 220079000 | 223829000
MEAPopulation growth (annual %) | Middle East & North Africa | MEA | Population growth (annual %) | SP.POP.GROW | 1.726 | 1.7078
MNAPopulation ages 0-14, female | Middle East & North Africa (excluding high income) | MNA | Population ages 0-14, female | SP.POP.0014.FE.IN | 58952000 | 59895000
MNAPopulation ages 0-14, male | Middle East & North Africa (excluding high income) | MNA | Population ages 0-14, male | SP.POP.0014.MA.IN | 62108000 | 63093000
MNAPopulation ages 00-04, female | Middle East & North Africa (excluding high income) | MNA | Population ages 00-04, female | SP.POP.0004.FE | 21511000 | 21499000
MNAPopulation ages 00-04, male | Middle East & North Africa (excluding high income) | MNA | Population ages 00-04, male | SP.POP.0004.MA | 22651000 | 22622000
MNAPopulation ages 05-09, female | Middle East & North Africa (excluding high income) | MNA | Population ages 05-09, female | SP.POP.0509.FE | 20114000 | 20598000
MNAPopulation ages 05-09, male | Middle East & North Africa (excluding high income) | MNA | Population ages 05-09, male | SP.POP.0509.MA | 21220000 | 21738000
MNAPopulation ages 10-14, female | Middle East & North Africa (excluding high income) | MNA | Population ages 10-14, female | SP.POP.1014.FE | 17328000 | 17796000
MNAPopulation ages 10-14, male | Middle East & North Africa (excluding high income) | MNA | Population ages 10-14, male | SP.POP.1014.MA | 18233000 | 18735000
MNAPopulation ages 15-19, female | Middle East & North Africa (excluding high income) | MNA | Population ages 15-19, female | SP.POP.1519.FE | 15739000 | 15904000
MNAPopulation ages 15-19, male | Middle East & North Africa (excluding high income) | MNA | Population ages 15-19, male | SP.POP.1519.MA | 16489000 | 16681000
MNAPopulation ages 20-24, female | Middle East & North Africa (excluding high income) | MNA | Population ages 20-24, female | SP.POP.2024.FE | 15628000 | 15523000
MNAPopulation ages 20-24, male | Middle East & North Africa (excluding high income) | MNA | Population ages 20-24, male | SP.POP.2024.MA | 16179000 | 16108000
MNAPopulation ages 25-29, female | Middle East & North Africa (excluding high income) | MNA | Population ages 25-29, female | SP.POP.2529.FE | 16302000 | 16124000
MNAPopulation ages 25-29, male | Middle East & North Africa (excluding high income) | MNA | Population ages 25-29, male | SP.POP.2529.MA | 16581000 | 16438000
MNAPopulation ages 30-34, female | Middle East & North Africa (excluding high income) | MNA | Population ages 30-34, female | SP.POP.3034.FE | 16461000 | 16538000
MNAPopulation ages 30-34, male | Middle East & North Africa (excluding high income) | MNA | Population ages 30-34, male | SP.POP.3034.MA | 16523000 | 16610000
MNAPopulation ages 35-39, female | Middle East & North Africa (excluding high income) | MNA | Population ages 35-39, female | SP.POP.3539.FE | 14811000 | 15241000
MNAPopulation ages 35-39, male | Middle East & North Africa (excluding high income) | MNA | Population ages 35-39, male | SP.POP.3539.MA | 14837000 | 15249000
MNAPopulation ages 40-44, female | Middle East & North Africa (excluding high income) | MNA | Population ages 40-44, female | SP.POP.4044.FE | 12138000 | 12627000
MNAPopulation ages 40-44, male | Middle East & North Africa (excluding high income) | MNA | Population ages 40-44, male | SP.POP.4044.MA | 12155000 | 12655000
MNAPopulation ages 45-49, female | Middle East & North Africa (excluding high income) | MNA | Population ages 45-49, female | SP.POP.4549.FE | 10081000 | 10380000
MNAPopulation ages 45-49, male | Middle East & North Africa (excluding high income) | MNA | Population ages 45-49, male | SP.POP.4549.MA | 9920000 | 10237000
MNAPopulation ages 50-54, female | Middle East & North Africa (excluding high income) | MNA | Population ages 50-54, female | SP.POP.5054.FE | 8763000 | 9021000
MNAPopulation ages 50-54, male | Middle East & North Africa (excluding high income) | MNA | Population ages 50-54, male | SP.POP.5054.MA | 8551000 | 8785000
MNAPopulation ages 55-59, male | Middle East & North Africa (excluding high income) | MNA | Population ages 55-59, male | SP.POP.5559.MA | 7077000 | 7296000
MNAPopulation ages 55-59, female | Middle East & North Africa (excluding high income) | MNA | Population ages 55-59, female | SP.POP.5559.FE | 7200000 | 7450000
MNAPopulation ages 65-69, male | Middle East & North Africa (excluding high income) | MNA | Population ages 65-69, male | SP.POP.6569.MA | 4192500 | 4416800
MNAPopulation ages 65-69, female | Middle East & North Africa (excluding high income) | MNA | Population ages 65-69, female | SP.POP.6569.FE | 4405900 | 4642200
MNAPopulation ages 60-64, female | Middle East & North Africa (excluding high income) | MNA | Population ages 60-64, female | SP.POP.6064.FE | 5847000 | 6071000
MNAPopulation ages 60-64, male | Middle East & North Africa (excluding high income) | MNA | Population ages 60-64, male | SP.POP.6064.MA | 5694000 | 5898000
MNAPopulation ages 70-74, female | Middle East & North Africa (excluding high income) | MNA | Population ages 70-74, female | SP.POP.7074.FE | 2950900 | 3122100
MNAPopulation ages 70-74, male | Middle East & North Africa (excluding high income) | MNA | Population ages 70-74, male | SP.POP.7074.MA | 2677600 | 2830800
MNAPopulation ages 75-79, female | Middle East & North Africa (excluding high income) | MNA | Population ages 75-79, female | SP.POP.7579.FE | 1956200 | 2023400
MNAPopulation ages 75-79, male | Middle East & North Africa (excluding high income) | MNA | Population ages 75-79, male | SP.POP.7579.MA | 1690800 | 1739000
MNAPopulation ages 80 and above, female | Middle East & North Africa (excluding high income) | MNA | Population ages 80 and above, female | SP.POP.80UP.FE | 1958300 | 1975400
MNAPopulation ages 80 and above, male | Middle East & North Africa (excluding high income) | MNA | Population ages 80 and above, male | SP.POP.80UP.MA | 1598100 | 1577400
MNAPopulation, male | Middle East & North Africa (excluding high income) | MNA | Population, male | SP.POP.TOTL.MA.IN | 196269000 | 199617000
MNAPopulation, total | Middle East & North Africa (excluding high income) | MNA | Population, total | SP.POP.TOTL | 389463000 | 396157000
MNAPopulation, female | Middle East & North Africa (excluding high income) | MNA | Population, female | SP.POP.TOTL.FE.IN | 193195000 | 196544000
MNAPopulation growth (annual %) | Middle East & North Africa (excluding high income) | MNA | Population growth (annual %) | SP.POP.GROW | 1.7149 | 1.7188
TMNPopulation ages 0-14, female | Middle East & North Africa (IDA & IBRD countries) | TMN | Population ages 0-14, female | SP.POP.0014.FE.IN | 58066000 | 58993000
TMNPopulation ages 0-14, male | Middle East & North Africa (IDA & IBRD countries) | TMN | Population ages 0-14, male | SP.POP.0014.MA.IN | 61182000 | 62149000
TMNPopulation ages 00-04, female | Middle East & North Africa (IDA & IBRD countries) | TMN | Population ages 00-04, female | SP.POP.0004.FE | 21194000 | 21180000
TMNPopulation ages 00-04, male | Middle East & North Africa (IDA & IBRD countries) | TMN | Population ages 00-04, male | SP.POP.0004.MA | 22318000 | 22288000
TMNPopulation ages 05-09, female | Middle East & North Africa (IDA & IBRD countries) | TMN | Population ages 05-09, female | SP.POP.0509.FE | 19811000 | 20288000
TMNPopulation ages 05-09, male | Middle East & North Africa (IDA & IBRD countries) | TMN | Population ages 05-09, male | SP.POP.0509.MA | 20903000 | 21414000
TMNPopulation ages 10-14, female | Middle East & North Africa (IDA & IBRD countries) | TMN | Population ages 10-14, female | SP.POP.1014.FE | 17062000 | 17523000
TMNPopulation ages 10-14, male | Middle East & North Africa (IDA & IBRD countries) | TMN | Population ages 10-14, male | SP.POP.1014.MA | 17956000 | 18450000
TMNPopulation ages 15-19, female | Middle East & North Africa (IDA & IBRD countries) | TMN | Population ages 15-19, female | SP.POP.1519.FE | 15502000 | 15664000
TMNPopulation ages 15-19, male | Middle East & North Africa (IDA & IBRD countries) | TMN | Population ages 15-19, male | SP.POP.1519.MA | 16244000 | 16433000
TMNPopulation ages 20-24, female | Middle East & North Africa (IDA & IBRD countries) | TMN | Population ages 20-24, female | SP.POP.2024.FE | 15397000 | 15291000
TMNPopulation ages 20-24, male | Middle East & North Africa (IDA & IBRD countries) | TMN | Population ages 20-24, male | SP.POP.2024.MA | 15941000 | 15869000
TMNPopulation ages 25-29, female | Middle East & North Africa (IDA & IBRD countries) | TMN | Population ages 25-29, female | SP.POP.2529.FE | 16093000 | 15908000
TMNPopulation ages 25-29, male | Middle East & North Africa (IDA & IBRD countries) | TMN | Population ages 25-29, male | SP.POP.2529.MA | 16364000 | 16214000
TMNPopulation ages 30-34, female | Middle East & North Africa (IDA & IBRD countries) | TMN | Population ages 30-34, female | SP.POP.3034.FE | 16298000 | 16367000
TMNPopulation ages 30-34, male | Middle East & North Africa (IDA & IBRD countries) | TMN | Population ages 30-34, male | SP.POP.3034.MA | 16354000 | 16432000
TMNPopulation ages 35-39, female | Middle East & North Africa (IDA & IBRD countries) | TMN | Population ages 35-39, female | SP.POP.3539.FE | 14680000 | 15104000
TMNPopulation ages 35-39, male | Middle East & North Africa (IDA & IBRD countries) | TMN | Population ages 35-39, male | SP.POP.3539.MA | 14701000 | 15108000
TMNPopulation ages 40-44, female | Middle East & North Africa (IDA & IBRD countries) | TMN | Population ages 40-44, female | SP.POP.4044.FE | 12027000 | 12512000
TMNPopulation ages 40-44, male | Middle East & North Africa (IDA & IBRD countries) | TMN | Population ages 40-44, male | SP.POP.4044.MA | 12041000 | 12537000
TMNPopulation ages 45-49, female | Middle East & North Africa (IDA & IBRD countries) | TMN | Population ages 45-49, female | SP.POP.4549.FE | 9990000 | 10286000
TMNPopulation ages 45-49, male | Middle East & North Africa (IDA & IBRD countries) | TMN | Population ages 45-49, male | SP.POP.4549.MA | 9828000 | 10141000
TMNPopulation ages 50-54, female | Middle East & North Africa (IDA & IBRD countries) | TMN | Population ages 50-54, female | SP.POP.5054.FE | 8687000 | 8943000
TMNPopulation ages 50-54, male | Middle East & North Africa (IDA & IBRD countries) | TMN | Population ages 50-54, male | SP.POP.5054.MA | 8475000 | 8706000
TMNPopulation ages 55-59, male | Middle East & North Africa (IDA & IBRD countries) | TMN | Population ages 55-59, male | SP.POP.5559.MA | 7020000 | 7235000
TMNPopulation ages 55-59, female | Middle East & North Africa (IDA & IBRD countries) | TMN | Population ages 55-59, female | SP.POP.5559.FE | 7142000 | 7388000
TMNPopulation ages 65-69, male | Middle East & North Africa (IDA & IBRD countries) | TMN | Population ages 65-69, male | SP.POP.6569.MA | 4164500 | 4388800
TMNPopulation ages 65-69, female | Middle East & North Africa (IDA & IBRD countries) | TMN | Population ages 65-69, female | SP.POP.6569.FE | 4374900 | 4610200
TMNPopulation ages 60-64, female | Middle East & North Africa (IDA & IBRD countries) | TMN | Population ages 60-64, female | SP.POP.6064.FE | 5807000 | 6028000
TMNPopulation ages 60-64, male | Middle East & North Africa (IDA & IBRD countries) | TMN | Population ages 60-64, male | SP.POP.6064.MA | 5656000 | 5858000
TMNPopulation ages 70-74, female | Middle East & North Africa (IDA & IBRD countries) | TMN | Population ages 70-74, female | SP.POP.7074.FE | 2928900 | 3099100
TMNPopulation ages 70-74, male | Middle East & North Africa (IDA & IBRD countries) | TMN | Population ages 70-74, male | SP.POP.7074.MA | 2655600 | 2807800
TMNPopulation ages 75-79, female | Middle East & North Africa (IDA & IBRD countries) | TMN | Population ages 75-79, female | SP.POP.7579.FE | 1941200 | 2008400
TMNPopulation ages 75-79, male | Middle East & North Africa (IDA & IBRD countries) | TMN | Population ages 75-79, male | SP.POP.7579.MA | 1678800 | 1726000
TMNPopulation ages 80 and above, female | Middle East & North Africa (IDA & IBRD countries) | TMN | Population ages 80 and above, female | SP.POP.80UP.FE | 1946300 | 1963400
TMNPopulation ages 80 and above, male | Middle East & North Africa (IDA & IBRD countries) | TMN | Population ages 80 and above, male | SP.POP.80UP.MA | 1589700 | 1568700
TMNPopulation, male | Middle East & North Africa (IDA & IBRD countries) | TMN | Population, male | SP.POP.TOTL.MA.IN | 193890000 | 197176000
TMNPopulation, total | Middle East & North Africa (IDA & IBRD countries) | TMN | Population, total | SP.POP.TOTL | 384773000 | 391344000
TMNPopulation, female | Middle East & North Africa (IDA & IBRD countries) | TMN | Population, female | SP.POP.TOTL.FE.IN | 190883000 | 194172000
TMNPopulation growth (annual %) | Middle East & North Africa (IDA & IBRD countries) | TMN | Population growth (annual %) | SP.POP.GROW | 1.7036 | 1.7078
MICPopulation ages 0-14, female | Middle income | MIC | Population ages 0-14, female | SP.POP.0014.FE.IN | 705737000 | 707379000
MICPopulation ages 0-14, male | Middle income | MIC | Population ages 0-14, male | SP.POP.0014.MA.IN | 761090000 | 762230000
MICPopulation ages 00-04, female | Middle income | MIC | Population ages 00-04, female | SP.POP.0004.FE | 240369800 | 239903800
MICPopulation ages 00-04, male | Middle income | MIC | Population ages 00-04, male | SP.POP.0004.MA | 258267400 | 257563400
MICPopulation ages 05-09, female | Middle income | MIC | Population ages 05-09, female | SP.POP.0509.FE | 236648600 | 237342500
MICPopulation ages 05-09, male | Middle income | MIC | Population ages 05-09, male | SP.POP.0509.MA | 255181200 | 255697400
MICPopulation ages 10-14, female | Middle income | MIC | Population ages 10-14, female | SP.POP.1014.FE | 228713700 | 230134900
MICPopulation ages 10-14, male | Middle income | MIC | Population ages 10-14, male | SP.POP.1014.MA | 247636200 | 248971400
MICPopulation ages 15-19, female | Middle income | MIC | Population ages 15-19, female | SP.POP.1519.FE | 220962000 | 221690100
MICPopulation ages 15-19, male | Middle income | MIC | Population ages 15-19, male | SP.POP.1519.MA | 239311400 | 240236100
MICPopulation ages 20-24, female | Middle income | MIC | Population ages 20-24, female | SP.POP.2024.FE | 218345500 | 218078500
MICPopulation ages 20-24, male | Middle income | MIC | Population ages 20-24, male | SP.POP.2024.MA | 234619800 | 234622800
MICPopulation ages 25-29, female | Middle income | MIC | Population ages 25-29, female | SP.POP.2529.FE | 222268600 | 219390200
MICPopulation ages 25-29, male | Middle income | MIC | Population ages 25-29, male | SP.POP.2529.MA | 235703300 | 233333100
MICPopulation ages 30-34, female | Middle income | MIC | Population ages 30-34, female | SP.POP.3034.FE | 228254800 | 230027100
MICPopulation ages 30-34, male | Middle income | MIC | Population ages 30-34, male | SP.POP.3034.MA | 237530200 | 239866800
MICPopulation ages 35-39, female | Middle income | MIC | Population ages 35-39, female | SP.POP.3539.FE | 200931000 | 205486700
MICPopulation ages 35-39, male | Middle income | MIC | Population ages 35-39, male | SP.POP.3539.MA | 206892900 | 211853400
MICPopulation ages 40-44, female | Middle income | MIC | Population ages 40-44, female | SP.POP.4044.FE | 184550000 | 185753900
MICPopulation ages 40-44, male | Middle income | MIC | Population ages 40-44, male | SP.POP.4044.MA | 187982900 | 189331700
MICPopulation ages 45-49, female | Middle income | MIC | Population ages 45-49, female | SP.POP.4549.FE | 180536400 | 181286900
MICPopulation ages 45-49, male | Middle income | MIC | Population ages 45-49, male | SP.POP.4549.MA | 182328500 | 183241800
MICPopulation ages 50-54, female | Middle income | MIC | Population ages 50-54, female | SP.POP.5054.FE | 165701400 | 168969200
MICPopulation ages 50-54, male | Middle income | MIC | Population ages 50-54, male | SP.POP.5054.MA | 164926300 | 168221900
MICPopulation ages 55-59, male | Middle income | MIC | Population ages 55-59, male | SP.POP.5559.MA | 137300900 | 141685900
MICPopulation ages 55-59, female | Middle income | MIC | Population ages 55-59, female | SP.POP.5559.FE | 139863800 | 144288600
MICPopulation ages 65-69, male | Middle income | MIC | Population ages 65-69, male | SP.POP.6569.MA | 88049000 | 91836200
MICPopulation ages 65-69, female | Middle income | MIC | Population ages 65-69, female | SP.POP.6569.FE | 95776900 | 99808100
MICPopulation ages 60-64, female | Middle income | MIC | Population ages 60-64, female | SP.POP.6064.FE | 115779700 | 118344800
MICPopulation ages 60-64, male | Middle income | MIC | Population ages 60-64, male | SP.POP.6064.MA | 110375200 | 112888600
MICPopulation ages 70-74, female | Middle income | MIC | Population ages 70-74, female | SP.POP.7074.FE | 62282600 | 66180400
MICPopulation ages 70-74, male | Middle income | MIC | Population ages 70-74, male | SP.POP.7074.MA | 53354300 | 56750000
MICPopulation ages 75-79, female | Middle income | MIC | Population ages 75-79, female | SP.POP.7579.FE | 41622500 | 42827500
MICPopulation ages 75-79, male | Middle income | MIC | Population ages 75-79, male | SP.POP.7579.MA | 33034600 | 33954900
MICPopulation ages 80 and above, female | Middle income | MIC | Population ages 80 and above, female | SP.POP.80UP.FE | 47547100 | 48474100
MICPopulation ages 80 and above, male | Middle income | MIC | Population ages 80 and above, male | SP.POP.80UP.MA | 30703700 | 30918200
MICPopulation, male | Middle income | MIC | Population, male | SP.POP.TOTL.MA.IN | 2903171000 | 2930983000
MICPopulation, total | Middle income | MIC | Population, total | SP.POP.TOTL | 5735396000 | 5791067000
MICPopulation, female | Middle income | MIC | Population, female | SP.POP.TOTL.FE.IN | 2830154000 | 2858008000
MICPopulation growth (annual %) | Middle income | MIC | Population growth (annual %) | SP.POP.GROW | 1.0012 | 0.97066
MDAPopulation ages 0-14, female | Moldova | MDA | Population ages 0-14, female | SP.POP.0014.FE.IN | 273000 | 272000
MDAPopulation ages 0-14, male | Moldova | MDA | Population ages 0-14, male | SP.POP.0014.MA.IN | 289000 | 288000
MDAPopulation ages 00-04, female | Moldova | MDA | Population ages 00-04, female | SP.POP.0004.FE | 88000 | 86000
MDAPopulation ages 00-04, male | Moldova | MDA | Population ages 00-04, male | SP.POP.0004.MA | 93000 | 91000
MDAPopulation ages 05-09, female | Moldova | MDA | Population ages 05-09, female | SP.POP.0509.FE | 94000 | 94000
MDAPopulation ages 05-09, male | Moldova | MDA | Population ages 05-09, male | SP.POP.0509.MA | 100000 | 100000
MDAPopulation ages 10-14, female | Moldova | MDA | Population ages 10-14, female | SP.POP.1014.FE | 91000 | 92000
MDAPopulation ages 10-14, male | Moldova | MDA | Population ages 10-14, male | SP.POP.1014.MA | 96000 | 97000
MDAPopulation ages 15-19, female | Moldova | MDA | Population ages 15-19, female | SP.POP.1519.FE | 87000 | 85000
MDAPopulation ages 15-19, male | Moldova | MDA | Population ages 15-19, male | SP.POP.1519.MA | 93000 | 91000
MDAPopulation ages 20-24, female | Moldova | MDA | Population ages 20-24, female | SP.POP.2024.FE | 110000 | 103000
MDAPopulation ages 20-24, male | Moldova | MDA | Population ages 20-24, male | SP.POP.2024.MA | 114000 | 108000
MDAPopulation ages 25-29, female | Moldova | MDA | Population ages 25-29, female | SP.POP.2529.FE | 151000 | 141000
MDAPopulation ages 25-29, male | Moldova | MDA | Population ages 25-29, male | SP.POP.2529.MA | 157000 | 147000
MDAPopulation ages 30-34, female | Moldova | MDA | Population ages 30-34, female | SP.POP.3034.FE | 179000 | 180000
MDAPopulation ages 30-34, male | Moldova | MDA | Population ages 30-34, male | SP.POP.3034.MA | 185000 | 185000
MDAPopulation ages 35-39, female | Moldova | MDA | Population ages 35-39, female | SP.POP.3539.FE | 148000 | 153000
MDAPopulation ages 35-39, male | Moldova | MDA | Population ages 35-39, male | SP.POP.3539.MA | 152000 | 158000
MDAPopulation ages 40-44, female | Moldova | MDA | Population ages 40-44, female | SP.POP.4044.FE | 130000 | 133000
MDAPopulation ages 40-44, male | Moldova | MDA | Population ages 40-44, male | SP.POP.4044.MA | 127000 | 131000
MDAPopulation ages 45-49, female | Moldova | MDA | Population ages 45-49, female | SP.POP.4549.FE | 115000 | 118000
MDAPopulation ages 45-49, male | Moldova | MDA | Population ages 45-49, male | SP.POP.4549.MA | 107000 | 110000
MDAPopulation ages 50-54, female | Moldova | MDA | Population ages 50-54, female | SP.POP.5054.FE | 113000 | 109000
MDAPopulation ages 50-54, male | Moldova | MDA | Population ages 50-54, male | SP.POP.5054.MA | 99000 | 96000
MDAPopulation ages 55-59, male | Moldova | MDA | Population ages 55-59, male | SP.POP.5559.MA | 115000 | 113000
MDAPopulation ages 55-59, female | Moldova | MDA | Population ages 55-59, female | SP.POP.5559.FE | 139000 | 137000
MDAPopulation ages 65-69, male | Moldova | MDA | Population ages 65-69, male | SP.POP.6569.MA | 78000 | 82000
MDAPopulation ages 65-69, female | Moldova | MDA | Population ages 65-69, female | SP.POP.6569.FE | 111000 | 119000
MDAPopulation ages 60-64, female | Moldova | MDA | Population ages 60-64, female | SP.POP.6064.FE | 128000 | 128000
MDAPopulation ages 60-64, male | Moldova | MDA | Population ages 60-64, male | SP.POP.6064.MA | 98000 | 98000
MDAPopulation ages 70-74, female | Moldova | MDA | Population ages 70-74, female | SP.POP.7074.FE | 51000 | 56000
MDAPopulation ages 70-74, male | Moldova | MDA | Population ages 70-74, male | SP.POP.7074.MA | 33000 | 36000
MDAPopulation ages 75-79, female | Moldova | MDA | Population ages 75-79, female | SP.POP.7579.FE | 47000 | 46000
MDAPopulation ages 75-79, male | Moldova | MDA | Population ages 75-79, male | SP.POP.7579.MA | 24000 | 24000
MDAPopulation ages 80 and above, female | Moldova | MDA | Population ages 80 and above, female | SP.POP.80UP.FE | 57000 | 56000
MDAPopulation ages 80 and above, male | Moldova | MDA | Population ages 80 and above, male | SP.POP.80UP.MA | 23000 | 21000
MDAPopulation, male | Moldova | MDA | Population, male | SP.POP.TOTL.MA.IN | 1695000 | 1688000
MDAPopulation, total | Moldova | MDA | Population, total | SP.POP.TOTL | 3536000 | 3525000
MDAPopulation, female | Moldova | MDA | Population, female | SP.POP.TOTL.FE.IN | 1841000 | 1837000
MDAPopulation growth (annual %) | Moldova | MDA | Population growth (annual %) | SP.POP.GROW | 0 | 0
MCOPopulation ages 0-14, female | Monaco | MCO | Population ages 0-14, female | SP.POP.0014.FE.IN | 0 | 0
MCOPopulation ages 0-14, male | Monaco | MCO | Population ages 0-14, male | SP.POP.0014.MA.IN | 0 | 0
MCOPopulation ages 00-04, female | Monaco | MCO | Population ages 00-04, female | SP.POP.0004.FE | 0 | 0
MCOPopulation ages 00-04, male | Monaco | MCO | Population ages 00-04, male | SP.POP.0004.MA | 0 | 0
MCOPopulation ages 05-09, female | Monaco | MCO | Population ages 05-09, female | SP.POP.0509.FE | 0 | 0
MCOPopulation ages 05-09, male | Monaco | MCO | Population ages 05-09, male | SP.POP.0509.MA | 0 | 0
MCOPopulation ages 10-14, female | Monaco | MCO | Population ages 10-14, female | SP.POP.1014.FE | 0 | 0
MCOPopulation ages 10-14, male | Monaco | MCO | Population ages 10-14, male | SP.POP.1014.MA | 0 | 0
MCOPopulation ages 15-19, female | Monaco | MCO | Population ages 15-19, female | SP.POP.1519.FE | 0 | 0
MCOPopulation ages 15-19, male | Monaco | MCO | Population ages 15-19, male | SP.POP.1519.MA | 0 | 0
MCOPopulation ages 20-24, female | Monaco | MCO | Population ages 20-24, female | SP.POP.2024.FE | 0 | 0
MCOPopulation ages 20-24, male | Monaco | MCO | Population ages 20-24, male | SP.POP.2024.MA | 0 | 0
MCOPopulation ages 25-29, female | Monaco | MCO | Population ages 25-29, female | SP.POP.2529.FE | 0 | 0
MCOPopulation ages 25-29, male | Monaco | MCO | Population ages 25-29, male | SP.POP.2529.MA | 0 | 0
MCOPopulation ages 30-34, female | Monaco | MCO | Population ages 30-34, female | SP.POP.3034.FE | 0 | 0
MCOPopulation ages 30-34, male | Monaco | MCO | Population ages 30-34, male | SP.POP.3034.MA | 0 | 0
MCOPopulation ages 35-39, female | Monaco | MCO | Population ages 35-39, female | SP.POP.3539.FE | 0 | 0
MCOPopulation ages 35-39, male | Monaco | MCO | Population ages 35-39, male | SP.POP.3539.MA | 0 | 0
MCOPopulation ages 40-44, female | Monaco | MCO | Population ages 40-44, female | SP.POP.4044.FE | 0 | 0
MCOPopulation ages 40-44, male | Monaco | MCO | Population ages 40-44, male | SP.POP.4044.MA | 0 | 0
MCOPopulation ages 45-49, female | Monaco | MCO | Population ages 45-49, female | SP.POP.4549.FE | 0 | 0
MCOPopulation ages 45-49, male | Monaco | MCO | Population ages 45-49, male | SP.POP.4549.MA | 0 | 0
MCOPopulation ages 50-54, female | Monaco | MCO | Population ages 50-54, female | SP.POP.5054.FE | 0 | 0
MCOPopulation ages 50-54, male | Monaco | MCO | Population ages 50-54, male | SP.POP.5054.MA | 0 | 0
MCOPopulation ages 55-59, male | Monaco | MCO | Population ages 55-59, male | SP.POP.5559.MA | 0 | 0
MCOPopulation ages 55-59, female | Monaco | MCO | Population ages 55-59, female | SP.POP.5559.FE | 0 | 0
MCOPopulation ages 65-69, male | Monaco | MCO | Population ages 65-69, male | SP.POP.6569.MA | 0 | 0
MCOPopulation ages 65-69, female | Monaco | MCO | Population ages 65-69, female | SP.POP.6569.FE | 0 | 0
MCOPopulation ages 60-64, female | Monaco | MCO | Population ages 60-64, female | SP.POP.6064.FE | 0 | 0
MCOPopulation ages 60-64, male | Monaco | MCO | Population ages 60-64, male | SP.POP.6064.MA | 0 | 0
MCOPopulation ages 70-74, female | Monaco | MCO | Population ages 70-74, female | SP.POP.7074.FE | 0 | 0
MCOPopulation ages 70-74, male | Monaco | MCO | Population ages 70-74, male | SP.POP.7074.MA | 0 | 0
MCOPopulation ages 75-79, female | Monaco | MCO | Population ages 75-79, female | SP.POP.7579.FE | 0 | 0
MCOPopulation ages 75-79, male | Monaco | MCO | Population ages 75-79, male | SP.POP.7579.MA | 0 | 0
MCOPopulation ages 80 and above, female | Monaco | MCO | Population ages 80 and above, female | SP.POP.80UP.FE | 0 | 0
MCOPopulation ages 80 and above, male | Monaco | MCO | Population ages 80 and above, male | SP.POP.80UP.MA | 0 | 0
MCOPopulation, male | Monaco | MCO | Population, male | SP.POP.TOTL.MA.IN | 0 | 0
MCOPopulation, total | Monaco | MCO | Population, total | SP.POP.TOTL | 39000 | 39000
MCOPopulation, female | Monaco | MCO | Population, female | SP.POP.TOTL.FE.IN | 0 | 0
MCOPopulation growth (annual %) | Monaco | MCO | Population growth (annual %) | SP.POP.GROW | 0 | 0
MNGPopulation ages 0-14, female | Mongolia | MNG | Population ages 0-14, female | SP.POP.0014.FE.IN | 491000 | 503000
MNGPopulation ages 0-14, male | Mongolia | MNG | Population ages 0-14, male | SP.POP.0014.MA.IN | 503000 | 516000
MNGPopulation ages 00-04, female | Mongolia | MNG | Population ages 00-04, female | SP.POP.0004.FE | 187000 | 185000
MNGPopulation ages 00-04, male | Mongolia | MNG | Population ages 00-04, male | SP.POP.0004.MA | 192000 | 190000
MNGPopulation ages 05-09, female | Mongolia | MNG | Population ages 05-09, female | SP.POP.0509.FE | 172000 | 179000
MNGPopulation ages 05-09, male | Mongolia | MNG | Population ages 05-09, male | SP.POP.0509.MA | 176000 | 183000
MNGPopulation ages 10-14, female | Mongolia | MNG | Population ages 10-14, female | SP.POP.1014.FE | 132000 | 139000
MNGPopulation ages 10-14, male | Mongolia | MNG | Population ages 10-14, male | SP.POP.1014.MA | 134000 | 142000
MNGPopulation ages 15-19, female | Mongolia | MNG | Population ages 15-19, female | SP.POP.1519.FE | 107000 | 108000
MNGPopulation ages 15-19, male | Mongolia | MNG | Population ages 15-19, male | SP.POP.1519.MA | 108000 | 110000
MNGPopulation ages 20-24, female | Mongolia | MNG | Population ages 20-24, female | SP.POP.2024.FE | 117000 | 114000
MNGPopulation ages 20-24, male | Mongolia | MNG | Population ages 20-24, male | SP.POP.2024.MA | 119000 | 115000
MNGPopulation ages 25-29, female | Mongolia | MNG | Population ages 25-29, female | SP.POP.2529.FE | 141000 | 135000
MNGPopulation ages 25-29, male | Mongolia | MNG | Population ages 25-29, male | SP.POP.2529.MA | 142000 | 136000
MNGPopulation ages 30-34, female | Mongolia | MNG | Population ages 30-34, female | SP.POP.3034.FE | 153000 | 155000
MNGPopulation ages 30-34, male | Mongolia | MNG | Population ages 30-34, male | SP.POP.3034.MA | 153000 | 154000
MNGPopulation ages 35-39, female | Mongolia | MNG | Population ages 35-39, female | SP.POP.3539.FE | 122000 | 126000
MNGPopulation ages 35-39, male | Mongolia | MNG | Population ages 35-39, male | SP.POP.3539.MA | 124000 | 129000
MNGPopulation ages 40-44, female | Mongolia | MNG | Population ages 40-44, female | SP.POP.4044.FE | 111000 | 113000
MNGPopulation ages 40-44, male | Mongolia | MNG | Population ages 40-44, male | SP.POP.4044.MA | 108000 | 110000
MNGPopulation ages 45-49, female | Mongolia | MNG | Population ages 45-49, female | SP.POP.4549.FE | 100000 | 102000
MNGPopulation ages 45-49, male | Mongolia | MNG | Population ages 45-49, male | SP.POP.4549.MA | 96000 | 98000
MNGPopulation ages 50-54, female | Mongolia | MNG | Population ages 50-54, female | SP.POP.5054.FE | 87000 | 88000
MNGPopulation ages 50-54, male | Mongolia | MNG | Population ages 50-54, male | SP.POP.5054.MA | 78000 | 80000
MNGPopulation ages 55-59, male | Mongolia | MNG | Population ages 55-59, male | SP.POP.5559.MA | 64000 | 66000
MNGPopulation ages 55-59, female | Mongolia | MNG | Population ages 55-59, female | SP.POP.5559.FE | 76000 | 79000
MNGPopulation ages 65-69, male | Mongolia | MNG | Population ages 65-69, male | SP.POP.6569.MA | 25000 | 26000
MNGPopulation ages 65-69, female | Mongolia | MNG | Population ages 65-69, female | SP.POP.6569.FE | 32000 | 34000
MNGPopulation ages 60-64, female | Mongolia | MNG | Population ages 60-64, female | SP.POP.6064.FE | 51000 | 55000
MNGPopulation ages 60-64, male | Mongolia | MNG | Population ages 60-64, male | SP.POP.6064.MA | 40000 | 43000
MNGPopulation ages 70-74, female | Mongolia | MNG | Population ages 70-74, female | SP.POP.7074.FE | 20000 | 21000
MNGPopulation ages 70-74, male | Mongolia | MNG | Population ages 70-74, male | SP.POP.7074.MA | 14000 | 15000
MNGPopulation ages 75-79, female | Mongolia | MNG | Population ages 75-79, female | SP.POP.7579.FE | 14000 | 15000
MNGPopulation ages 75-79, male | Mongolia | MNG | Population ages 75-79, male | SP.POP.7579.MA | 9700 | 9700
MNGPopulation ages 80 and above, female | Mongolia | MNG | Population ages 80 and above, female | SP.POP.80UP.FE | 13000 | 14000
MNGPopulation ages 80 and above, male | Mongolia | MNG | Population ages 80 and above, male | SP.POP.80UP.MA | 7100 | 7100
MNGPopulation, male | Mongolia | MNG | Population, male | SP.POP.TOTL.MA.IN | 1590000 | 1615000
MNGPopulation, total | Mongolia | MNG | Population, total | SP.POP.TOTL | 3225000 | 3278000
MNGPopulation, female | Mongolia | MNG | Population, female | SP.POP.TOTL.FE.IN | 1635000 | 1663000
MNGPopulation growth (annual %) | Mongolia | MNG | Population growth (annual %) | SP.POP.GROW | 0 | 0
MNEPopulation ages 0-14, female | Montenegro | MNE | Population ages 0-14, female | SP.POP.0014.FE.IN | 54000 | 54000
MNEPopulation ages 0-14, male | Montenegro | MNE | Population ages 0-14, male | SP.POP.0014.MA.IN | 59000 | 58000
MNEPopulation ages 00-04, female | Montenegro | MNE | Population ages 00-04, female | SP.POP.0004.FE | 18000 | 18000
MNEPopulation ages 00-04, male | Montenegro | MNE | Population ages 00-04, male | SP.POP.0004.MA | 19000 | 19000
MNEPopulation ages 05-09, female | Montenegro | MNE | Population ages 05-09, female | SP.POP.0509.FE | 18000 | 18000
MNEPopulation ages 05-09, male | Montenegro | MNE | Population ages 05-09, male | SP.POP.0509.MA | 19000 | 19000
MNEPopulation ages 10-14, female | Montenegro | MNE | Population ages 10-14, female | SP.POP.1014.FE | 19000 | 19000
MNEPopulation ages 10-14, male | Montenegro | MNE | Population ages 10-14, male | SP.POP.1014.MA | 21000 | 20000
MNEPopulation ages 15-19, female | Montenegro | MNE | Population ages 15-19, female | SP.POP.1519.FE | 19000 | 18000
MNEPopulation ages 15-19, male | Montenegro | MNE | Population ages 15-19, male | SP.POP.1519.MA | 20000 | 20000
MNEPopulation ages 20-24, female | Montenegro | MNE | Population ages 20-24, female | SP.POP.2024.FE | 20000 | 20000
MNEPopulation ages 20-24, male | Montenegro | MNE | Population ages 20-24, male | SP.POP.2024.MA | 22000 | 21000
MNEPopulation ages 25-29, female | Montenegro | MNE | Population ages 25-29, female | SP.POP.2529.FE | 20000 | 20000
MNEPopulation ages 25-29, male | Montenegro | MNE | Population ages 25-29, male | SP.POP.2529.MA | 22000 | 22000
MNEPopulation ages 30-34, female | Montenegro | MNE | Population ages 30-34, female | SP.POP.3034.FE | 21000 | 21000
MNEPopulation ages 30-34, male | Montenegro | MNE | Population ages 30-34, male | SP.POP.3034.MA | 22000 | 22000
MNEPopulation ages 35-39, female | Montenegro | MNE | Population ages 35-39, female | SP.POP.3539.FE | 23000 | 22000
MNEPopulation ages 35-39, male | Montenegro | MNE | Population ages 35-39, male | SP.POP.3539.MA | 23000 | 23000
MNEPopulation ages 40-44, female | Montenegro | MNE | Population ages 40-44, female | SP.POP.4044.FE | 21000 | 21000
MNEPopulation ages 40-44, male | Montenegro | MNE | Population ages 40-44, male | SP.POP.4044.MA | 21000 | 21000
MNEPopulation ages 45-49, female | Montenegro | MNE | Population ages 45-49, female | SP.POP.4549.FE | 21000 | 21000
MNEPopulation ages 45-49, male | Montenegro | MNE | Population ages 45-49, male | SP.POP.4549.MA | 19000 | 20000
MNEPopulation ages 50-54, female | Montenegro | MNE | Population ages 50-54, female | SP.POP.5054.FE | 19000 | 19000
MNEPopulation ages 50-54, male | Montenegro | MNE | Population ages 50-54, male | SP.POP.5054.MA | 19000 | 19000
MNEPopulation ages 55-59, male | Montenegro | MNE | Population ages 55-59, male | SP.POP.5559.MA | 21000 | 21000
MNEPopulation ages 55-59, female | Montenegro | MNE | Population ages 55-59, female | SP.POP.5559.FE | 21000 | 21000
MNEPopulation ages 65-69, male | Montenegro | MNE | Population ages 65-69, male | SP.POP.6569.MA | 17000 | 17000
MNEPopulation ages 65-69, female | Montenegro | MNE | Population ages 65-69, female | SP.POP.6569.FE | 19000 | 19000
MNEPopulation ages 60-64, female | Montenegro | MNE | Population ages 60-64, female | SP.POP.6064.FE | 20000 | 20000
MNEPopulation ages 60-64, male | Montenegro | MNE | Population ages 60-64, male | SP.POP.6064.MA | 19000 | 19000
MNEPopulation ages 70-74, female | Montenegro | MNE | Population ages 70-74, female | SP.POP.7074.FE | 13000 | 14000
MNEPopulation ages 70-74, male | Montenegro | MNE | Population ages 70-74, male | SP.POP.7074.MA | 9700 | 11000
MNEPopulation ages 75-79, female | Montenegro | MNE | Population ages 75-79, female | SP.POP.7579.FE | 9700 | 9700
MNEPopulation ages 75-79, male | Montenegro | MNE | Population ages 75-79, male | SP.POP.7579.MA | 6100 | 6100
MNEPopulation ages 80 and above, female | Montenegro | MNE | Population ages 80 and above, female | SP.POP.80UP.FE | 13000 | 13000
MNEPopulation ages 80 and above, male | Montenegro | MNE | Population ages 80 and above, male | SP.POP.80UP.MA | 8200 | 7900
MNEPopulation, male | Montenegro | MNE | Population, male | SP.POP.TOTL.MA.IN | 308000 | 308000
MNEPopulation, total | Montenegro | MNE | Population, total | SP.POP.TOTL | 622000 | 622000
MNEPopulation, female | Montenegro | MNE | Population, female | SP.POP.TOTL.FE.IN | 315000 | 314000
MNEPopulation growth (annual %) | Montenegro | MNE | Population growth (annual %) | SP.POP.GROW | 0 | 0
MARPopulation ages 0-14, female | Morocco | MAR | Population ages 0-14, female | SP.POP.0014.FE.IN | 4788000 | 4810000
MARPopulation ages 0-14, male | Morocco | MAR | Population ages 0-14, male | SP.POP.0014.MA.IN | 5048000 | 5070000
MARPopulation ages 00-04, female | Morocco | MAR | Population ages 00-04, female | SP.POP.0004.FE | 1641000 | 1619000
MARPopulation ages 00-04, male | Morocco | MAR | Population ages 00-04, male | SP.POP.0004.MA | 1729000 | 1706000
MARPopulation ages 05-09, female | Morocco | MAR | Population ages 05-09, female | SP.POP.0509.FE | 1646000 | 1670000
MARPopulation ages 05-09, male | Morocco | MAR | Population ages 05-09, male | SP.POP.0509.MA | 1734000 | 1758000
MARPopulation ages 10-14, female | Morocco | MAR | Population ages 10-14, female | SP.POP.1014.FE | 1502000 | 1522000
MARPopulation ages 10-14, male | Morocco | MAR | Population ages 10-14, male | SP.POP.1014.MA | 1584000 | 1606000
MARPopulation ages 15-19, female | Morocco | MAR | Population ages 15-19, female | SP.POP.1519.FE | 1443000 | 1451000
MARPopulation ages 15-19, male | Morocco | MAR | Population ages 15-19, male | SP.POP.1519.MA | 1510000 | 1519000
MARPopulation ages 20-24, female | Morocco | MAR | Population ages 20-24, female | SP.POP.2024.FE | 1426000 | 1409000
MARPopulation ages 20-24, male | Morocco | MAR | Population ages 20-24, male | SP.POP.2024.MA | 1483000 | 1466000
MARPopulation ages 25-29, female | Morocco | MAR | Population ages 25-29, female | SP.POP.2529.FE | 1494000 | 1487000
MARPopulation ages 25-29, male | Morocco | MAR | Population ages 25-29, male | SP.POP.2529.MA | 1521000 | 1522000
MARPopulation ages 30-34, female | Morocco | MAR | Population ages 30-34, female | SP.POP.3034.FE | 1443000 | 1444000
MARPopulation ages 30-34, male | Morocco | MAR | Population ages 30-34, male | SP.POP.3034.MA | 1403000 | 1418000
MARPopulation ages 35-39, female | Morocco | MAR | Population ages 35-39, female | SP.POP.3539.FE | 1401000 | 1423000
MARPopulation ages 35-39, male | Morocco | MAR | Population ages 35-39, male | SP.POP.3539.MA | 1289000 | 1321000
MARPopulation ages 40-44, female | Morocco | MAR | Population ages 40-44, female | SP.POP.4044.FE | 1219000 | 1249000
MARPopulation ages 40-44, male | Morocco | MAR | Population ages 40-44, male | SP.POP.4044.MA | 1078000 | 1112000
MARPopulation ages 45-49, female | Morocco | MAR | Population ages 45-49, female | SP.POP.4549.FE | 1096000 | 1117000
MARPopulation ages 45-49, male | Morocco | MAR | Population ages 45-49, male | SP.POP.4549.MA | 959000 | 975000
MARPopulation ages 50-54, female | Morocco | MAR | Population ages 50-54, female | SP.POP.5054.FE | 992000 | 1009000
MARPopulation ages 50-54, male | Morocco | MAR | Population ages 50-54, male | SP.POP.5054.MA | 916000 | 916000
MARPopulation ages 55-59, male | Morocco | MAR | Population ages 55-59, male | SP.POP.5559.MA | 892000 | 903000
MARPopulation ages 55-59, female | Morocco | MAR | Population ages 55-59, female | SP.POP.5559.FE | 899000 | 916000
MARPopulation ages 65-69, male | Morocco | MAR | Population ages 65-69, male | SP.POP.6569.MA | 540000 | 581000
MARPopulation ages 65-69, female | Morocco | MAR | Population ages 65-69, female | SP.POP.6569.FE | 541000 | 587000
MARPopulation ages 60-64, female | Morocco | MAR | Population ages 60-64, female | SP.POP.6064.FE | 761000 | 791000
MARPopulation ages 60-64, male | Morocco | MAR | Population ages 60-64, male | SP.POP.6064.MA | 747000 | 776000
MARPopulation ages 70-74, female | Morocco | MAR | Population ages 70-74, female | SP.POP.7074.FE | 324000 | 342000
MARPopulation ages 70-74, male | Morocco | MAR | Population ages 70-74, male | SP.POP.7074.MA | 318000 | 340000
MARPopulation ages 75-79, female | Morocco | MAR | Population ages 75-79, female | SP.POP.7579.FE | 282000 | 284000
MARPopulation ages 75-79, male | Morocco | MAR | Population ages 75-79, male | SP.POP.7579.MA | 224000 | 231000
MARPopulation ages 80 and above, female | Morocco | MAR | Population ages 80 and above, female | SP.POP.80UP.FE | 270000 | 275000
MARPopulation ages 80 and above, male | Morocco | MAR | Population ages 80 and above, male | SP.POP.80UP.MA | 165000 | 168000
MARPopulation, male | Morocco | MAR | Population, male | SP.POP.TOTL.MA.IN | 18093000 | 18317000
MARPopulation, total | Morocco | MAR | Population, total | SP.POP.TOTL | 36472000 | 36911000
MARPopulation, female | Morocco | MAR | Population, female | SP.POP.TOTL.FE.IN | 18379000 | 18594000
MARPopulation growth (annual %) | Morocco | MAR | Population growth (annual %) | SP.POP.GROW | 0 | 0
MOZPopulation ages 0-14, female | Mozambique | MOZ | Population ages 0-14, female | SP.POP.0014.FE.IN | 6720000 | 6867000
MOZPopulation ages 0-14, male | Mozambique | MOZ | Population ages 0-14, male | SP.POP.0014.MA.IN | 6753000 | 6905000
MOZPopulation ages 00-04, female | Mozambique | MOZ | Population ages 00-04, female | SP.POP.0004.FE | 2511000 | 2566000
MOZPopulation ages 00-04, male | Mozambique | MOZ | Population ages 00-04, male | SP.POP.0004.MA | 2536000 | 2591000
MOZPopulation ages 05-09, female | Mozambique | MOZ | Population ages 05-09, female | SP.POP.0509.FE | 2227000 | 2273000
MOZPopulation ages 05-09, male | Mozambique | MOZ | Population ages 05-09, male | SP.POP.0509.MA | 2239000 | 2288000
MOZPopulation ages 10-14, female | Mozambique | MOZ | Population ages 10-14, female | SP.POP.1014.FE | 1982000 | 2028000
MOZPopulation ages 10-14, male | Mozambique | MOZ | Population ages 10-14, male | SP.POP.1014.MA | 1977000 | 2026000
MOZPopulation ages 15-19, female | Mozambique | MOZ | Population ages 15-19, female | SP.POP.1519.FE | 1725000 | 1781000
MOZPopulation ages 15-19, male | Mozambique | MOZ | Population ages 15-19, male | SP.POP.1519.MA | 1702000 | 1760000
MOZPopulation ages 20-24, female | Mozambique | MOZ | Population ages 20-24, female | SP.POP.2024.FE | 1418000 | 1473000
MOZPopulation ages 20-24, male | Mozambique | MOZ | Population ages 20-24, male | SP.POP.2024.MA | 1384000 | 1439000
MOZPopulation ages 25-29, female | Mozambique | MOZ | Population ages 25-29, female | SP.POP.2529.FE | 1169000 | 1211000
MOZPopulation ages 25-29, male | Mozambique | MOZ | Population ages 25-29, male | SP.POP.2529.MA | 1130000 | 1171000
MOZPopulation ages 30-34, female | Mozambique | MOZ | Population ages 30-34, female | SP.POP.3034.FE | 973000 | 1002000
MOZPopulation ages 30-34, male | Mozambique | MOZ | Population ages 30-34, male | SP.POP.3034.MA | 928000 | 960000
MOZPopulation ages 35-39, female | Mozambique | MOZ | Population ages 35-39, female | SP.POP.3539.FE | 822000 | 848000
MOZPopulation ages 35-39, male | Mozambique | MOZ | Population ages 35-39, male | SP.POP.3539.MA | 750000 | 779000
MOZPopulation ages 40-44, female | Mozambique | MOZ | Population ages 40-44, female | SP.POP.4044.FE | 662000 | 686000
MOZPopulation ages 40-44, male | Mozambique | MOZ | Population ages 40-44, male | SP.POP.4044.MA | 575000 | 602000
MOZPopulation ages 45-49, female | Mozambique | MOZ | Population ages 45-49, female | SP.POP.4549.FE | 540000 | 558000
MOZPopulation ages 45-49, male | Mozambique | MOZ | Population ages 45-49, male | SP.POP.4549.MA | 424000 | 444000
MOZPopulation ages 50-54, female | Mozambique | MOZ | Population ages 50-54, female | SP.POP.5054.FE | 438000 | 453000
MOZPopulation ages 50-54, male | Mozambique | MOZ | Population ages 50-54, male | SP.POP.5054.MA | 319000 | 329000
MOZPopulation ages 55-59, male | Mozambique | MOZ | Population ages 55-59, male | SP.POP.5559.MA | 256000 | 263000
MOZPopulation ages 55-59, female | Mozambique | MOZ | Population ages 55-59, female | SP.POP.5559.FE | 342000 | 355000
MOZPopulation ages 65-69, male | Mozambique | MOZ | Population ages 65-69, male | SP.POP.6569.MA | 146000 | 150000
MOZPopulation ages 65-69, female | Mozambique | MOZ | Population ages 65-69, female | SP.POP.6569.FE | 214000 | 219000
MOZPopulation ages 60-64, female | Mozambique | MOZ | Population ages 60-64, female | SP.POP.6064.FE | 267000 | 275000
MOZPopulation ages 60-64, male | Mozambique | MOZ | Population ages 60-64, male | SP.POP.6064.MA | 195000 | 200000
MOZPopulation ages 70-74, female | Mozambique | MOZ | Population ages 70-74, female | SP.POP.7074.FE | 158000 | 163000
MOZPopulation ages 70-74, male | Mozambique | MOZ | Population ages 70-74, male | SP.POP.7074.MA | 97000 | 99000
MOZPopulation ages 75-79, female | Mozambique | MOZ | Population ages 75-79, female | SP.POP.7579.FE | 100000 | 103000
MOZPopulation ages 75-79, male | Mozambique | MOZ | Population ages 75-79, male | SP.POP.7579.MA | 54000 | 55000
MOZPopulation ages 80 and above, female | Mozambique | MOZ | Population ages 80 and above, female | SP.POP.80UP.FE | 73000 | 73000
MOZPopulation ages 80 and above, male | Mozambique | MOZ | Population ages 80 and above, male | SP.POP.80UP.MA | 32000 | 32000
MOZPopulation, male | Mozambique | MOZ | Population, male | SP.POP.TOTL.MA.IN | 14746000 | 15188000
MOZPopulation, total | Mozambique | MOZ | Population, total | SP.POP.TOTL | 30366000 | 31255000
MOZPopulation, female | Mozambique | MOZ | Population, female | SP.POP.TOTL.FE.IN | 15620000 | 16067000
MOZPopulation growth (annual %) | Mozambique | MOZ | Population growth (annual %) | SP.POP.GROW | 0 | 0
MMRPopulation ages 0-14, female | Myanmar | MMR | Population ages 0-14, female | SP.POP.0014.FE.IN | 6957000 | 6886000
MMRPopulation ages 0-14, male | Myanmar | MMR | Population ages 0-14, male | SP.POP.0014.MA.IN | 7049000 | 6981000
MMRPopulation ages 00-04, female | Myanmar | MMR | Population ages 00-04, female | SP.POP.0004.FE | 2234000 | 2232000
MMRPopulation ages 00-04, male | Myanmar | MMR | Population ages 00-04, male | SP.POP.0004.MA | 2277000 | 2277000
MMRPopulation ages 05-09, female | Myanmar | MMR | Population ages 05-09, female | SP.POP.0509.FE | 2272000 | 2241000
MMRPopulation ages 05-09, male | Myanmar | MMR | Population ages 05-09, male | SP.POP.0509.MA | 2301000 | 2272000
MMRPopulation ages 10-14, female | Myanmar | MMR | Population ages 10-14, female | SP.POP.1014.FE | 2451000 | 2413000
MMRPopulation ages 10-14, male | Myanmar | MMR | Population ages 10-14, male | SP.POP.1014.MA | 2471000 | 2433000
MMRPopulation ages 15-19, female | Myanmar | MMR | Population ages 15-19, female | SP.POP.1519.FE | 2533000 | 2531000
MMRPopulation ages 15-19, male | Myanmar | MMR | Population ages 15-19, male | SP.POP.1519.MA | 2539000 | 2541000
MMRPopulation ages 20-24, female | Myanmar | MMR | Population ages 20-24, female | SP.POP.2024.FE | 2377000 | 2392000
MMRPopulation ages 20-24, male | Myanmar | MMR | Population ages 20-24, male | SP.POP.2024.MA | 2346000 | 2367000
MMRPopulation ages 25-29, female | Myanmar | MMR | Population ages 25-29, female | SP.POP.2529.FE | 2223000 | 2234000
MMRPopulation ages 25-29, male | Myanmar | MMR | Population ages 25-29, male | SP.POP.2529.MA | 2154000 | 2170000
MMRPopulation ages 30-34, female | Myanmar | MMR | Population ages 30-34, female | SP.POP.3034.FE | 2108000 | 2116000
MMRPopulation ages 30-34, male | Myanmar | MMR | Population ages 30-34, male | SP.POP.3034.MA | 2006000 | 2012000
MMRPopulation ages 35-39, female | Myanmar | MMR | Population ages 35-39, female | SP.POP.3539.FE | 2016000 | 2020000
MMRPopulation ages 35-39, male | Myanmar | MMR | Population ages 35-39, male | SP.POP.3539.MA | 1919000 | 1925000
MMRPopulation ages 40-44, female | Myanmar | MMR | Population ages 40-44, female | SP.POP.4044.FE | 1948000 | 1958000
MMRPopulation ages 40-44, male | Myanmar | MMR | Population ages 40-44, male | SP.POP.4044.MA | 1784000 | 1802000
MMRPopulation ages 45-49, female | Myanmar | MMR | Population ages 45-49, female | SP.POP.4549.FE | 1808000 | 1832000
MMRPopulation ages 45-49, male | Myanmar | MMR | Population ages 45-49, male | SP.POP.4549.MA | 1602000 | 1628000
MMRPopulation ages 50-54, female | Myanmar | MMR | Population ages 50-54, female | SP.POP.5054.FE | 1607000 | 1644000
MMRPopulation ages 50-54, male | Myanmar | MMR | Population ages 50-54, male | SP.POP.5054.MA | 1371000 | 1407000
MMRPopulation ages 55-59, male | Myanmar | MMR | Population ages 55-59, male | SP.POP.5559.MA | 1100000 | 1132000
MMRPopulation ages 55-59, female | Myanmar | MMR | Population ages 55-59, female | SP.POP.5559.FE | 1354000 | 1389000
MMRPopulation ages 65-69, male | Myanmar | MMR | Population ages 65-69, male | SP.POP.6569.MA | 611000 | 643000
MMRPopulation ages 65-69, female | Myanmar | MMR | Population ages 65-69, female | SP.POP.6569.FE | 860000 | 911000
MMRPopulation ages 60-64, female | Myanmar | MMR | Population ages 60-64, female | SP.POP.6064.FE | 1131000 | 1159000
MMRPopulation ages 60-64, male | Myanmar | MMR | Population ages 60-64, male | SP.POP.6064.MA | 865000 | 891000
MMRPopulation ages 70-74, female | Myanmar | MMR | Population ages 70-74, female | SP.POP.7074.FE | 487000 | 523000
MMRPopulation ages 70-74, male | Myanmar | MMR | Population ages 70-74, male | SP.POP.7074.MA | 348000 | 368000
MMRPopulation ages 75-79, female | Myanmar | MMR | Population ages 75-79, female | SP.POP.7579.FE | 315000 | 323000
MMRPopulation ages 75-79, male | Myanmar | MMR | Population ages 75-79, male | SP.POP.7579.MA | 204000 | 209000
MMRPopulation ages 80 and above, female | Myanmar | MMR | Population ages 80 and above, female | SP.POP.80UP.FE | 275000 | 272000
MMRPopulation ages 80 and above, male | Myanmar | MMR | Population ages 80 and above, male | SP.POP.80UP.MA | 148000 | 144000
MMRPopulation, male | Myanmar | MMR | Population, male | SP.POP.TOTL.MA.IN | 26045000 | 26220000
MMRPopulation, total | Myanmar | MMR | Population, total | SP.POP.TOTL | 54045000 | 54410000
MMRPopulation, female | Myanmar | MMR | Population, female | SP.POP.TOTL.FE.IN | 28001000 | 28190000
MMRPopulation growth (annual %) | Myanmar | MMR | Population growth (annual %) | SP.POP.GROW | 0 | 0
NAMPopulation ages 0-14, female | Namibia | NAM | Population ages 0-14, female | SP.POP.0014.FE.IN | 460000 | 468000
NAMPopulation ages 0-14, male | Namibia | NAM | Population ages 0-14, male | SP.POP.0014.MA.IN | 460000 | 468000
NAMPopulation ages 00-04, female | Namibia | NAM | Population ages 00-04, female | SP.POP.0004.FE | 167000 | 168000
NAMPopulation ages 00-04, male | Namibia | NAM | Population ages 00-04, male | SP.POP.0004.MA | 167000 | 168000
NAMPopulation ages 05-09, female | Namibia | NAM | Population ages 05-09, female | SP.POP.0509.FE | 156000 | 159000
NAMPopulation ages 05-09, male | Namibia | NAM | Population ages 05-09, male | SP.POP.0509.MA | 156000 | 159000
NAMPopulation ages 10-14, female | Namibia | NAM | Population ages 10-14, female | SP.POP.1014.FE | 137000 | 141000
NAMPopulation ages 10-14, male | Namibia | NAM | Population ages 10-14, male | SP.POP.1014.MA | 136000 | 141000
NAMPopulation ages 15-19, female | Namibia | NAM | Population ages 15-19, female | SP.POP.1519.FE | 122000 | 123000
NAMPopulation ages 15-19, male | Namibia | NAM | Population ages 15-19, male | SP.POP.1519.MA | 121000 | 122000
NAMPopulation ages 20-24, female | Namibia | NAM | Population ages 20-24, female | SP.POP.2024.FE | 124000 | 124000
NAMPopulation ages 20-24, male | Namibia | NAM | Population ages 20-24, male | SP.POP.2024.MA | 121000 | 121000
NAMPopulation ages 25-29, female | Namibia | NAM | Population ages 25-29, female | SP.POP.2529.FE | 115000 | 117000
NAMPopulation ages 25-29, male | Namibia | NAM | Population ages 25-29, male | SP.POP.2529.MA | 110000 | 112000
NAMPopulation ages 30-34, female | Namibia | NAM | Population ages 30-34, female | SP.POP.3034.FE | 98000 | 101000
NAMPopulation ages 30-34, male | Namibia | NAM | Population ages 30-34, male | SP.POP.3034.MA | 94000 | 96000
NAMPopulation ages 35-39, female | Namibia | NAM | Population ages 35-39, female | SP.POP.3539.FE | 79000 | 82000
NAMPopulation ages 35-39, male | Namibia | NAM | Population ages 35-39, male | SP.POP.3539.MA | 75000 | 78000
NAMPopulation ages 40-44, female | Namibia | NAM | Population ages 40-44, female | SP.POP.4044.FE | 66000 | 67000
NAMPopulation ages 40-44, male | Namibia | NAM | Population ages 40-44, male | SP.POP.4044.MA | 62000 | 63000
NAMPopulation ages 45-49, female | Namibia | NAM | Population ages 45-49, female | SP.POP.4549.FE | 54000 | 56000
NAMPopulation ages 45-49, male | Namibia | NAM | Population ages 45-49, male | SP.POP.4549.MA | 49000 | 51000
NAMPopulation ages 50-54, female | Namibia | NAM | Population ages 50-54, female | SP.POP.5054.FE | 44000 | 45000
NAMPopulation ages 50-54, male | Namibia | NAM | Population ages 50-54, male | SP.POP.5054.MA | 36000 | 38000
NAMPopulation ages 55-59, male | Namibia | NAM | Population ages 55-59, male | SP.POP.5559.MA | 29000 | 30000
NAMPopulation ages 55-59, female | Namibia | NAM | Population ages 55-59, female | SP.POP.5559.FE | 37000 | 38000
NAMPopulation ages 65-69, male | Namibia | NAM | Population ages 65-69, male | SP.POP.6569.MA | 13000 | 14000
NAMPopulation ages 65-69, female | Namibia | NAM | Population ages 65-69, female | SP.POP.6569.FE | 21000 | 22000
NAMPopulation ages 60-64, female | Namibia | NAM | Population ages 60-64, female | SP.POP.6064.FE | 29000 | 30000
NAMPopulation ages 60-64, male | Namibia | NAM | Population ages 60-64, male | SP.POP.6064.MA | 20000 | 21000
NAMPopulation ages 70-74, female | Namibia | NAM | Population ages 70-74, female | SP.POP.7074.FE | 15000 | 15000
NAMPopulation ages 70-74, male | Namibia | NAM | Population ages 70-74, male | SP.POP.7074.MA | 9300 | 9300
NAMPopulation ages 75-79, female | Namibia | NAM | Population ages 75-79, female | SP.POP.7579.FE | 11000 | 11000
NAMPopulation ages 75-79, male | Namibia | NAM | Population ages 75-79, male | SP.POP.7579.MA | 6200 | 6100
NAMPopulation ages 80 and above, female | Namibia | NAM | Population ages 80 and above, female | SP.POP.80UP.FE | 10000 | 9700
NAMPopulation ages 80 and above, male | Namibia | NAM | Population ages 80 and above, male | SP.POP.80UP.MA | 4600 | 4200
NAMPopulation, male | Namibia | NAM | Population, male | SP.POP.TOTL.MA.IN | 1209000 | 1232000
NAMPopulation, total | Namibia | NAM | Population, total | SP.POP.TOTL | 2495000 | 2541000
NAMPopulation, female | Namibia | NAM | Population, female | SP.POP.TOTL.FE.IN | 1286000 | 1309000
NAMPopulation growth (annual %) | Namibia | NAM | Population growth (annual %) | SP.POP.GROW | 0 | 0
NRUPopulation ages 0-14, female | Nauru | NRU | Population ages 0-14, female | SP.POP.0014.FE.IN | 0 | 0
NRUPopulation ages 0-14, male | Nauru | NRU | Population ages 0-14, male | SP.POP.0014.MA.IN | 0 | 0
NRUPopulation ages 00-04, female | Nauru | NRU | Population ages 00-04, female | SP.POP.0004.FE | 0 | 0
NRUPopulation ages 00-04, male | Nauru | NRU | Population ages 00-04, male | SP.POP.0004.MA | 0 | 0
NRUPopulation ages 05-09, female | Nauru | NRU | Population ages 05-09, female | SP.POP.0509.FE | 0 | 0
NRUPopulation ages 05-09, male | Nauru | NRU | Population ages 05-09, male | SP.POP.0509.MA | 0 | 0
NRUPopulation ages 10-14, female | Nauru | NRU | Population ages 10-14, female | SP.POP.1014.FE | 0 | 0
NRUPopulation ages 10-14, male | Nauru | NRU | Population ages 10-14, male | SP.POP.1014.MA | 0 | 0
NRUPopulation ages 15-19, female | Nauru | NRU | Population ages 15-19, female | SP.POP.1519.FE | 0 | 0
NRUPopulation ages 15-19, male | Nauru | NRU | Population ages 15-19, male | SP.POP.1519.MA | 0 | 0
NRUPopulation ages 20-24, female | Nauru | NRU | Population ages 20-24, female | SP.POP.2024.FE | 0 | 0
NRUPopulation ages 20-24, male | Nauru | NRU | Population ages 20-24, male | SP.POP.2024.MA | 0 | 0
NRUPopulation ages 25-29, female | Nauru | NRU | Population ages 25-29, female | SP.POP.2529.FE | 0 | 0
NRUPopulation ages 25-29, male | Nauru | NRU | Population ages 25-29, male | SP.POP.2529.MA | 0 | 0
NRUPopulation ages 30-34, female | Nauru | NRU | Population ages 30-34, female | SP.POP.3034.FE | 0 | 0
NRUPopulation ages 30-34, male | Nauru | NRU | Population ages 30-34, male | SP.POP.3034.MA | 0 | 0
NRUPopulation ages 35-39, female | Nauru | NRU | Population ages 35-39, female | SP.POP.3539.FE | 0 | 0
NRUPopulation ages 35-39, male | Nauru | NRU | Population ages 35-39, male | SP.POP.3539.MA | 0 | 0
NRUPopulation ages 40-44, female | Nauru | NRU | Population ages 40-44, female | SP.POP.4044.FE | 0 | 0
NRUPopulation ages 40-44, male | Nauru | NRU | Population ages 40-44, male | SP.POP.4044.MA | 0 | 0
NRUPopulation ages 45-49, female | Nauru | NRU | Population ages 45-49, female | SP.POP.4549.FE | 0 | 0
NRUPopulation ages 45-49, male | Nauru | NRU | Population ages 45-49, male | SP.POP.4549.MA | 0 | 0
NRUPopulation ages 50-54, female | Nauru | NRU | Population ages 50-54, female | SP.POP.5054.FE | 0 | 0
NRUPopulation ages 50-54, male | Nauru | NRU | Population ages 50-54, male | SP.POP.5054.MA | 0 | 0
NRUPopulation ages 55-59, male | Nauru | NRU | Population ages 55-59, male | SP.POP.5559.MA | 0 | 0
NRUPopulation ages 55-59, female | Nauru | NRU | Population ages 55-59, female | SP.POP.5559.FE | 0 | 0
NRUPopulation ages 65-69, male | Nauru | NRU | Population ages 65-69, male | SP.POP.6569.MA | 0 | 0
NRUPopulation ages 65-69, female | Nauru | NRU | Population ages 65-69, female | SP.POP.6569.FE | 0 | 0
NRUPopulation ages 60-64, female | Nauru | NRU | Population ages 60-64, female | SP.POP.6064.FE | 0 | 0
NRUPopulation ages 60-64, male | Nauru | NRU | Population ages 60-64, male | SP.POP.6064.MA | 0 | 0
NRUPopulation ages 70-74, female | Nauru | NRU | Population ages 70-74, female | SP.POP.7074.FE | 0 | 0
NRUPopulation ages 70-74, male | Nauru | NRU | Population ages 70-74, male | SP.POP.7074.MA | 0 | 0
NRUPopulation ages 75-79, female | Nauru | NRU | Population ages 75-79, female | SP.POP.7579.FE | 0 | 0
NRUPopulation ages 75-79, male | Nauru | NRU | Population ages 75-79, male | SP.POP.7579.MA | 0 | 0
NRUPopulation ages 80 and above, female | Nauru | NRU | Population ages 80 and above, female | SP.POP.80UP.FE | 0 | 0
NRUPopulation ages 80 and above, male | Nauru | NRU | Population ages 80 and above, male | SP.POP.80UP.MA | 0 | 0
NRUPopulation, male | Nauru | NRU | Population, male | SP.POP.TOTL.MA.IN | 0 | 0
NRUPopulation, total | Nauru | NRU | Population, total | SP.POP.TOTL | 13000 | 13000
NRUPopulation, female | Nauru | NRU | Population, female | SP.POP.TOTL.FE.IN | 0 | 0
NRUPopulation growth (annual %) | Nauru | NRU | Population growth (annual %) | SP.POP.GROW | 0 | 0
NPLPopulation ages 0-14, female | Nepal | NPL | Population ages 0-14, female | SP.POP.0014.FE.IN | 4196000 | 4149000
NPLPopulation ages 0-14, male | Nepal | NPL | Population ages 0-14, male | SP.POP.0014.MA.IN | 4260000 | 4246000
NPLPopulation ages 00-04, female | Nepal | NPL | Population ages 00-04, female | SP.POP.0004.FE | 1328000 | 1321000
NPLPopulation ages 00-04, male | Nepal | NPL | Population ages 00-04, male | SP.POP.0004.MA | 1378000 | 1386000
NPLPopulation ages 05-09, female | Nepal | NPL | Population ages 05-09, female | SP.POP.0509.FE | 1386000 | 1370000
NPLPopulation ages 05-09, male | Nepal | NPL | Population ages 05-09, male | SP.POP.0509.MA | 1388000 | 1386000
NPLPopulation ages 10-14, female | Nepal | NPL | Population ages 10-14, female | SP.POP.1014.FE | 1482000 | 1457000
NPLPopulation ages 10-14, male | Nepal | NPL | Population ages 10-14, male | SP.POP.1014.MA | 1494000 | 1474000
NPLPopulation ages 15-19, female | Nepal | NPL | Population ages 15-19, female | SP.POP.1519.FE | 1615000 | 1584000
NPLPopulation ages 15-19, male | Nepal | NPL | Population ages 15-19, male | SP.POP.1519.MA | 1614000 | 1605000
NPLPopulation ages 20-24, female | Nepal | NPL | Population ages 20-24, female | SP.POP.2024.FE | 1676000 | 1685000
NPLPopulation ages 20-24, male | Nepal | NPL | Population ages 20-24, male | SP.POP.2024.MA | 1481000 | 1536000
NPLPopulation ages 25-29, female | Nepal | NPL | Population ages 25-29, female | SP.POP.2529.FE | 1470000 | 1530000
NPLPopulation ages 25-29, male | Nepal | NPL | Population ages 25-29, male | SP.POP.2529.MA | 1038000 | 1135000
NPLPopulation ages 30-34, female | Nepal | NPL | Population ages 30-34, female | SP.POP.3034.FE | 1240000 | 1293000
NPLPopulation ages 30-34, male | Nepal | NPL | Population ages 30-34, male | SP.POP.3034.MA | 706000 | 776000
NPLPopulation ages 35-39, female | Nepal | NPL | Population ages 35-39, female | SP.POP.3539.FE | 1094000 | 1120000
NPLPopulation ages 35-39, male | Nepal | NPL | Population ages 35-39, male | SP.POP.3539.MA | 588000 | 604000
NPLPopulation ages 40-44, female | Nepal | NPL | Population ages 40-44, female | SP.POP.4044.FE | 954000 | 991000
NPLPopulation ages 40-44, male | Nepal | NPL | Population ages 40-44, male | SP.POP.4044.MA | 605000 | 606000
NPLPopulation ages 45-49, female | Nepal | NPL | Population ages 45-49, female | SP.POP.4549.FE | 791000 | 826000
NPLPopulation ages 45-49, male | Nepal | NPL | Population ages 45-49, male | SP.POP.4549.MA | 608000 | 623000
NPLPopulation ages 50-54, female | Nepal | NPL | Population ages 50-54, female | SP.POP.5054.FE | 662000 | 684000
NPLPopulation ages 50-54, male | Nepal | NPL | Population ages 50-54, male | SP.POP.5054.MA | 557000 | 579000
NPLPopulation ages 55-59, male | Nepal | NPL | Population ages 55-59, male | SP.POP.5559.MA | 463000 | 485000
NPLPopulation ages 55-59, female | Nepal | NPL | Population ages 55-59, female | SP.POP.5559.FE | 537000 | 559000
NPLPopulation ages 65-69, male | Nepal | NPL | Population ages 65-69, male | SP.POP.6569.MA | 303000 | 313000
NPLPopulation ages 65-69, female | Nepal | NPL | Population ages 65-69, female | SP.POP.6569.FE | 343000 | 352000
NPLPopulation ages 60-64, female | Nepal | NPL | Population ages 60-64, female | SP.POP.6064.FE | 425000 | 441000
NPLPopulation ages 60-64, male | Nepal | NPL | Population ages 60-64, male | SP.POP.6064.MA | 372000 | 382000
NPLPopulation ages 70-74, female | Nepal | NPL | Population ages 70-74, female | SP.POP.7074.FE | 259000 | 264000
NPLPopulation ages 70-74, male | Nepal | NPL | Population ages 70-74, male | SP.POP.7074.MA | 205000 | 210000
NPLPopulation ages 75-79, female | Nepal | NPL | Population ages 75-79, female | SP.POP.7579.FE | 180000 | 187000
NPLPopulation ages 75-79, male | Nepal | NPL | Population ages 75-79, male | SP.POP.7579.MA | 148000 | 151000
NPLPopulation ages 80 and above, female | Nepal | NPL | Population ages 80 and above, female | SP.POP.80UP.FE | 120000 | 123000
NPLPopulation ages 80 and above, male | Nepal | NPL | Population ages 80 and above, male | SP.POP.80UP.MA | 97000 | 98000
NPLPopulation, male | Nepal | NPL | Population, male | SP.POP.TOTL.MA.IN | 13047000 | 13348000
NPLPopulation, total | Nepal | NPL | Population, total | SP.POP.TOTL | 28609000 | 29137000
NPLPopulation, female | Nepal | NPL | Population, female | SP.POP.TOTL.FE.IN | 15562000 | 15788000
NPLPopulation growth (annual %) | Nepal | NPL | Population growth (annual %) | SP.POP.GROW | 0 | 0
NLDPopulation ages 0-14, female | Netherlands | NLD | Population ages 0-14, female | SP.POP.0014.FE.IN | 1336000 | 1324000
NLDPopulation ages 0-14, male | Netherlands | NLD | Population ages 0-14, male | SP.POP.0014.MA.IN | 1409000 | 1397000
NLDPopulation ages 00-04, female | Netherlands | NLD | Population ages 00-04, female | SP.POP.0004.FE | 425000 | 423000
NLDPopulation ages 00-04, male | Netherlands | NLD | Population ages 00-04, male | SP.POP.0004.MA | 447000 | 445000
NLDPopulation ages 05-09, female | Netherlands | NLD | Population ages 05-09, female | SP.POP.0509.FE | 442000 | 440000
NLDPopulation ages 05-09, male | Netherlands | NLD | Population ages 05-09, male | SP.POP.0509.MA | 467000 | 464000
NLDPopulation ages 10-14, female | Netherlands | NLD | Population ages 10-14, female | SP.POP.1014.FE | 468000 | 461000
NLDPopulation ages 10-14, male | Netherlands | NLD | Population ages 10-14, male | SP.POP.1014.MA | 495000 | 487000
NLDPopulation ages 15-19, female | Netherlands | NLD | Population ages 15-19, female | SP.POP.1519.FE | 502000 | 500000
NLDPopulation ages 15-19, male | Netherlands | NLD | Population ages 15-19, male | SP.POP.1519.MA | 529000 | 528000
NLDPopulation ages 20-24, female | Netherlands | NLD | Population ages 20-24, female | SP.POP.2024.FE | 507000 | 504000
NLDPopulation ages 20-24, male | Netherlands | NLD | Population ages 20-24, male | SP.POP.2024.MA | 530000 | 528000
NLDPopulation ages 25-29, female | Netherlands | NLD | Population ages 25-29, female | SP.POP.2529.FE | 536000 | 534000
NLDPopulation ages 25-29, male | Netherlands | NLD | Population ages 25-29, male | SP.POP.2529.MA | 556000 | 555000
NLDPopulation ages 30-34, female | Netherlands | NLD | Population ages 30-34, female | SP.POP.3034.FE | 532000 | 538000
NLDPopulation ages 30-34, male | Netherlands | NLD | Population ages 30-34, male | SP.POP.3034.MA | 546000 | 552000
NLDPopulation ages 35-39, female | Netherlands | NLD | Population ages 35-39, female | SP.POP.3539.FE | 506000 | 511000
NLDPopulation ages 35-39, male | Netherlands | NLD | Population ages 35-39, male | SP.POP.3539.MA | 514000 | 521000
NLDPopulation ages 40-44, female | Netherlands | NLD | Population ages 40-44, female | SP.POP.4044.FE | 516000 | 507000
NLDPopulation ages 40-44, male | Netherlands | NLD | Population ages 40-44, male | SP.POP.4044.MA | 517000 | 510000
NLDPopulation ages 45-49, female | Netherlands | NLD | Population ages 45-49, female | SP.POP.4549.FE | 596000 | 581000
NLDPopulation ages 45-49, male | Netherlands | NLD | Population ages 45-49, male | SP.POP.4549.MA | 596000 | 579000
NLDPopulation ages 50-54, female | Netherlands | NLD | Population ages 50-54, female | SP.POP.5054.FE | 645000 | 641000
NLDPopulation ages 50-54, male | Netherlands | NLD | Population ages 50-54, male | SP.POP.5054.MA | 653000 | 647000
NLDPopulation ages 55-59, male | Netherlands | NLD | Population ages 55-59, male | SP.POP.5559.MA | 630000 | 638000
NLDPopulation ages 55-59, female | Netherlands | NLD | Population ages 55-59, female | SP.POP.5559.FE | 619000 | 627000
NLDPopulation ages 65-69, male | Netherlands | NLD | Population ages 65-69, male | SP.POP.6569.MA | 501000 | 500000
NLDPopulation ages 65-69, female | Netherlands | NLD | Population ages 65-69, female | SP.POP.6569.FE | 516000 | 516000
NLDPopulation ages 60-64, female | Netherlands | NLD | Population ages 60-64, female | SP.POP.6064.FE | 559000 | 569000
NLDPopulation ages 60-64, male | Netherlands | NLD | Population ages 60-64, male | SP.POP.6064.MA | 557000 | 569000
NLDPopulation ages 70-74, female | Netherlands | NLD | Population ages 70-74, female | SP.POP.7074.FE | 477000 | 494000
NLDPopulation ages 70-74, male | Netherlands | NLD | Population ages 70-74, male | SP.POP.7074.MA | 455000 | 469000
NLDPopulation ages 75-79, female | Netherlands | NLD | Population ages 75-79, female | SP.POP.7579.FE | 324000 | 341000
NLDPopulation ages 75-79, male | Netherlands | NLD | Population ages 75-79, male | SP.POP.7579.MA | 288000 | 305000
NLDPopulation ages 80 and above, female | Netherlands | NLD | Population ages 80 and above, female | SP.POP.80UP.FE | 503000 | 509000
NLDPopulation ages 80 and above, male | Netherlands | NLD | Population ages 80 and above, male | SP.POP.80UP.MA | 325000 | 337000
NLDPopulation, male | Netherlands | NLD | Population, male | SP.POP.TOTL.MA.IN | 8606000 | 8634000
NLDPopulation, total | Netherlands | NLD | Population, total | SP.POP.TOTL | 17280000 | 17330000
NLDPopulation, female | Netherlands | NLD | Population, female | SP.POP.TOTL.FE.IN | 8674000 | 8696000
NLDPopulation growth (annual %) | Netherlands | NLD | Population growth (annual %) | SP.POP.GROW | 0 | 0
NCLPopulation ages 0-14, female | New Caledonia | NCL | Population ages 0-14, female | SP.POP.0014.FE.IN | 32000 | 31000
NCLPopulation ages 0-14, male | New Caledonia | NCL | Population ages 0-14, male | SP.POP.0014.MA.IN | 33000 | 33000
NCLPopulation ages 00-04, female | New Caledonia | NCL | Population ages 00-04, female | SP.POP.0004.FE | 10000 | 9900
NCLPopulation ages 00-04, male | New Caledonia | NCL | Population ages 00-04, male | SP.POP.0004.MA | 10000 | 10000
NCLPopulation ages 05-09, female | New Caledonia | NCL | Population ages 05-09, female | SP.POP.0509.FE | 11000 | 11000
NCLPopulation ages 05-09, male | New Caledonia | NCL | Population ages 05-09, male | SP.POP.0509.MA | 11000 | 11000
NCLPopulation ages 10-14, female | New Caledonia | NCL | Population ages 10-14, female | SP.POP.1014.FE | 11000 | 11000
NCLPopulation ages 10-14, male | New Caledonia | NCL | Population ages 10-14, male | SP.POP.1014.MA | 11000 | 11000
NCLPopulation ages 15-19, female | New Caledonia | NCL | Population ages 15-19, female | SP.POP.1519.FE | 11000 | 11000
NCLPopulation ages 15-19, male | New Caledonia | NCL | Population ages 15-19, male | SP.POP.1519.MA | 11000 | 11000
NCLPopulation ages 20-24, female | New Caledonia | NCL | Population ages 20-24, female | SP.POP.2024.FE | 11000 | 12000
NCLPopulation ages 20-24, male | New Caledonia | NCL | Population ages 20-24, male | SP.POP.2024.MA | 12000 | 12000
NCLPopulation ages 25-29, female | New Caledonia | NCL | Population ages 25-29, female | SP.POP.2529.FE | 9500 | 9600
NCLPopulation ages 25-29, male | New Caledonia | NCL | Population ages 25-29, male | SP.POP.2529.MA | 10000 | 11000
NCLPopulation ages 30-34, female | New Caledonia | NCL | Population ages 30-34, female | SP.POP.3034.FE | 10000 | 10000
NCLPopulation ages 30-34, male | New Caledonia | NCL | Population ages 30-34, male | SP.POP.3034.MA | 11000 | 11000
NCLPopulation ages 35-39, female | New Caledonia | NCL | Population ages 35-39, female | SP.POP.3539.FE | 10000 | 10000
NCLPopulation ages 35-39, male | New Caledonia | NCL | Population ages 35-39, male | SP.POP.3539.MA | 11000 | 11000
NCLPopulation ages 40-44, female | New Caledonia | NCL | Population ages 40-44, female | SP.POP.4044.FE | 10000 | 10000
NCLPopulation ages 40-44, male | New Caledonia | NCL | Population ages 40-44, male | SP.POP.4044.MA | 10000 | 10000
NCLPopulation ages 45-49, female | New Caledonia | NCL | Population ages 45-49, female | SP.POP.4549.FE | 11000 | 11000
NCLPopulation ages 45-49, male | New Caledonia | NCL | Population ages 45-49, male | SP.POP.4549.MA | 11000 | 11000
NCLPopulation ages 50-54, female | New Caledonia | NCL | Population ages 50-54, female | SP.POP.5054.FE | 9200 | 9400
NCLPopulation ages 50-54, male | New Caledonia | NCL | Population ages 50-54, male | SP.POP.5054.MA | 9000 | 9200
NCLPopulation ages 55-59, male | New Caledonia | NCL | Population ages 55-59, male | SP.POP.5559.MA | 8100 | 8400
NCLPopulation ages 55-59, female | New Caledonia | NCL | Population ages 55-59, female | SP.POP.5559.FE | 8300 | 8600
NCLPopulation ages 65-69, male | New Caledonia | NCL | Population ages 65-69, male | SP.POP.6569.MA | 5000 | 5000
NCLPopulation ages 65-69, female | New Caledonia | NCL | Population ages 65-69, female | SP.POP.6569.FE | 4900 | 5100
NCLPopulation ages 60-64, female | New Caledonia | NCL | Population ages 60-64, female | SP.POP.6064.FE | 6500 | 6800
NCLPopulation ages 60-64, male | New Caledonia | NCL | Population ages 60-64, male | SP.POP.6064.MA | 6000 | 6300
NCLPopulation ages 70-74, female | New Caledonia | NCL | Population ages 70-74, female | SP.POP.7074.FE | 4000 | 4200
NCLPopulation ages 70-74, male | New Caledonia | NCL | Population ages 70-74, male | SP.POP.7074.MA | 4000 | 4100
NCLPopulation ages 75-79, female | New Caledonia | NCL | Population ages 75-79, female | SP.POP.7579.FE | 2600 | 2700
NCLPopulation ages 75-79, male | New Caledonia | NCL | Population ages 75-79, male | SP.POP.7579.MA | 2400 | 2600
NCLPopulation ages 80 and above, female | New Caledonia | NCL | Population ages 80 and above, female | SP.POP.80UP.FE | 2700 | 2900
NCLPopulation ages 80 and above, male | New Caledonia | NCL | Population ages 80 and above, male | SP.POP.80UP.MA | 1600 | 1600
NCLPopulation, male | New Caledonia | NCL | Population, male | SP.POP.TOTL.MA.IN | 145000 | 146000
NCLPopulation, total | New Caledonia | NCL | Population, total | SP.POP.TOTL | 288000 | 291000
NCLPopulation, female | New Caledonia | NCL | Population, female | SP.POP.TOTL.FE.IN | 143000 | 145000
NCLPopulation growth (annual %) | New Caledonia | NCL | Population growth (annual %) | SP.POP.GROW | 0 | 0
NZLPopulation ages 0-14, female | New Zealand | NZL | Population ages 0-14, female | SP.POP.0014.FE.IN | 469000 | 470000
NZLPopulation ages 0-14, male | New Zealand | NZL | Population ages 0-14, male | SP.POP.0014.MA.IN | 495000 | 496000
NZLPopulation ages 00-04, female | New Zealand | NZL | Population ages 00-04, female | SP.POP.0004.FE | 151000 | 151000
NZLPopulation ages 00-04, male | New Zealand | NZL | Population ages 00-04, male | SP.POP.0004.MA | 159000 | 159000
NZLPopulation ages 05-09, female | New Zealand | NZL | Population ages 05-09, female | SP.POP.0509.FE | 159000 | 158000
NZLPopulation ages 05-09, male | New Zealand | NZL | Population ages 05-09, male | SP.POP.0509.MA | 168000 | 166000
NZLPopulation ages 10-14, female | New Zealand | NZL | Population ages 10-14, female | SP.POP.1014.FE | 159000 | 161000
NZLPopulation ages 10-14, male | New Zealand | NZL | Population ages 10-14, male | SP.POP.1014.MA | 168000 | 170000
NZLPopulation ages 15-19, female | New Zealand | NZL | Population ages 15-19, female | SP.POP.1519.FE | 153000 | 153000
NZLPopulation ages 15-19, male | New Zealand | NZL | Population ages 15-19, male | SP.POP.1519.MA | 159000 | 159000
NZLPopulation ages 20-24, female | New Zealand | NZL | Population ages 20-24, female | SP.POP.2024.FE | 165000 | 163000
NZLPopulation ages 20-24, male | New Zealand | NZL | Population ages 20-24, male | SP.POP.2024.MA | 175000 | 171000
NZLPopulation ages 25-29, female | New Zealand | NZL | Population ages 25-29, female | SP.POP.2529.FE | 173000 | 174000
NZLPopulation ages 25-29, male | New Zealand | NZL | Population ages 25-29, male | SP.POP.2529.MA | 182000 | 184000
NZLPopulation ages 30-34, female | New Zealand | NZL | Population ages 30-34, female | SP.POP.3034.FE | 165000 | 168000
NZLPopulation ages 30-34, male | New Zealand | NZL | Population ages 30-34, male | SP.POP.3034.MA | 161000 | 166000
NZLPopulation ages 35-39, female | New Zealand | NZL | Population ages 35-39, female | SP.POP.3539.FE | 155000 | 158000
NZLPopulation ages 35-39, male | New Zealand | NZL | Population ages 35-39, male | SP.POP.3539.MA | 142000 | 146000
NZLPopulation ages 40-44, female | New Zealand | NZL | Population ages 40-44, female | SP.POP.4044.FE | 152000 | 150000
NZLPopulation ages 40-44, male | New Zealand | NZL | Population ages 40-44, male | SP.POP.4044.MA | 139000 | 137000
NZLPopulation ages 45-49, female | New Zealand | NZL | Population ages 45-49, female | SP.POP.4549.FE | 171000 | 170000
NZLPopulation ages 45-49, male | New Zealand | NZL | Population ages 45-49, male | SP.POP.4549.MA | 155000 | 153000
NZLPopulation ages 50-54, female | New Zealand | NZL | Population ages 50-54, female | SP.POP.5054.FE | 169000 | 168000
NZLPopulation ages 50-54, male | New Zealand | NZL | Population ages 50-54, male | SP.POP.5054.MA | 155000 | 153000
NZLPopulation ages 55-59, male | New Zealand | NZL | Population ages 55-59, male | SP.POP.5559.MA | 156000 | 158000
NZLPopulation ages 55-59, female | New Zealand | NZL | Population ages 55-59, female | SP.POP.5559.FE | 167000 | 169000
NZLPopulation ages 65-69, male | New Zealand | NZL | Population ages 65-69, male | SP.POP.6569.MA | 118000 | 120000
NZLPopulation ages 65-69, female | New Zealand | NZL | Population ages 65-69, female | SP.POP.6569.FE | 126000 | 128000
NZLPopulation ages 60-64, female | New Zealand | NZL | Population ages 60-64, female | SP.POP.6064.FE | 146000 | 151000
NZLPopulation ages 60-64, male | New Zealand | NZL | Population ages 60-64, male | SP.POP.6064.MA | 136000 | 140000
NZLPopulation ages 70-74, female | New Zealand | NZL | Population ages 70-74, female | SP.POP.7074.FE | 110000 | 114000
NZLPopulation ages 70-74, male | New Zealand | NZL | Population ages 70-74, male | SP.POP.7074.MA | 103000 | 106000
NZLPopulation ages 75-79, female | New Zealand | NZL | Population ages 75-79, female | SP.POP.7579.FE | 76000 | 81000
NZLPopulation ages 75-79, male | New Zealand | NZL | Population ages 75-79, male | SP.POP.7579.MA | 68000 | 72000
NZLPopulation ages 80 and above, female | New Zealand | NZL | Population ages 80 and above, female | SP.POP.80UP.FE | 109000 | 112000
NZLPopulation ages 80 and above, male | New Zealand | NZL | Population ages 80 and above, male | SP.POP.80UP.MA | 79000 | 81000
NZLPopulation, male | New Zealand | NZL | Population, male | SP.POP.TOTL.MA.IN | 2423000 | 2443000
NZLPopulation, total | New Zealand | NZL | Population, total | SP.POP.TOTL | 4929000 | 4971000
NZLPopulation, female | New Zealand | NZL | Population, female | SP.POP.TOTL.FE.IN | 2506000 | 2528000
NZLPopulation growth (annual %) | New Zealand | NZL | Population growth (annual %) | SP.POP.GROW | 0 | 0
NICPopulation ages 0-14, female | Nicaragua | NIC | Population ages 0-14, female | SP.POP.0014.FE.IN | 951000 | 951000
NICPopulation ages 0-14, male | Nicaragua | NIC | Population ages 0-14, male | SP.POP.0014.MA.IN | 1003000 | 1003000
NICPopulation ages 00-04, female | Nicaragua | NIC | Population ages 00-04, female | SP.POP.0004.FE | 323000 | 321000
NICPopulation ages 00-04, male | Nicaragua | NIC | Population ages 00-04, male | SP.POP.0004.MA | 338000 | 336000
NICPopulation ages 05-09, female | Nicaragua | NIC | Population ages 05-09, female | SP.POP.0509.FE | 321000 | 321000
NICPopulation ages 05-09, male | Nicaragua | NIC | Population ages 05-09, male | SP.POP.0509.MA | 338000 | 339000
NICPopulation ages 10-14, female | Nicaragua | NIC | Population ages 10-14, female | SP.POP.1014.FE | 307000 | 309000
NICPopulation ages 10-14, male | Nicaragua | NIC | Population ages 10-14, male | SP.POP.1014.MA | 327000 | 329000
NICPopulation ages 15-19, female | Nicaragua | NIC | Population ages 15-19, female | SP.POP.1519.FE | 291000 | 291000
NICPopulation ages 15-19, male | Nicaragua | NIC | Population ages 15-19, male | SP.POP.1519.MA | 311000 | 312000
NICPopulation ages 20-24, female | Nicaragua | NIC | Population ages 20-24, female | SP.POP.2024.FE | 286000 | 284000
NICPopulation ages 20-24, male | Nicaragua | NIC | Population ages 20-24, male | SP.POP.2024.MA | 302000 | 301000
NICPopulation ages 25-29, female | Nicaragua | NIC | Population ages 25-29, female | SP.POP.2529.FE | 287000 | 287000
NICPopulation ages 25-29, male | Nicaragua | NIC | Population ages 25-29, male | SP.POP.2529.MA | 294000 | 294000
NICPopulation ages 30-34, female | Nicaragua | NIC | Population ages 30-34, female | SP.POP.3034.FE | 274000 | 276000
NICPopulation ages 30-34, male | Nicaragua | NIC | Population ages 30-34, male | SP.POP.3034.MA | 271000 | 273000
NICPopulation ages 35-39, female | Nicaragua | NIC | Population ages 35-39, female | SP.POP.3539.FE | 255000 | 260000
NICPopulation ages 35-39, male | Nicaragua | NIC | Population ages 35-39, male | SP.POP.3539.MA | 240000 | 246000
NICPopulation ages 40-44, female | Nicaragua | NIC | Population ages 40-44, female | SP.POP.4044.FE | 215000 | 222000
NICPopulation ages 40-44, male | Nicaragua | NIC | Population ages 40-44, male | SP.POP.4044.MA | 191000 | 199000
NICPopulation ages 45-49, female | Nicaragua | NIC | Population ages 45-49, female | SP.POP.4549.FE | 178000 | 185000
NICPopulation ages 45-49, male | Nicaragua | NIC | Population ages 45-49, male | SP.POP.4549.MA | 151000 | 157000
NICPopulation ages 50-54, female | Nicaragua | NIC | Population ages 50-54, female | SP.POP.5054.FE | 145000 | 150000
NICPopulation ages 50-54, male | Nicaragua | NIC | Population ages 50-54, male | SP.POP.5054.MA | 120000 | 124000
NICPopulation ages 55-59, male | Nicaragua | NIC | Population ages 55-59, male | SP.POP.5559.MA | 103000 | 105000
NICPopulation ages 55-59, female | Nicaragua | NIC | Population ages 55-59, female | SP.POP.5559.FE | 125000 | 128000
NICPopulation ages 65-69, male | Nicaragua | NIC | Population ages 65-69, male | SP.POP.6569.MA | 61000 | 65000
NICPopulation ages 65-69, female | Nicaragua | NIC | Population ages 65-69, female | SP.POP.6569.FE | 78000 | 84000
NICPopulation ages 60-64, female | Nicaragua | NIC | Population ages 60-64, female | SP.POP.6064.FE | 106000 | 110000
NICPopulation ages 60-64, male | Nicaragua | NIC | Population ages 60-64, male | SP.POP.6064.MA | 87000 | 90000
NICPopulation ages 70-74, female | Nicaragua | NIC | Population ages 70-74, female | SP.POP.7074.FE | 44000 | 47000
NICPopulation ages 70-74, male | Nicaragua | NIC | Population ages 70-74, male | SP.POP.7074.MA | 34000 | 36000
NICPopulation ages 75-79, female | Nicaragua | NIC | Population ages 75-79, female | SP.POP.7579.FE | 38000 | 38000
NICPopulation ages 75-79, male | Nicaragua | NIC | Population ages 75-79, male | SP.POP.7579.MA | 29000 | 29000
NICPopulation ages 80 and above, female | Nicaragua | NIC | Population ages 80 and above, female | SP.POP.80UP.FE | 45000 | 47000
NICPopulation ages 80 and above, male | Nicaragua | NIC | Population ages 80 and above, male | SP.POP.80UP.MA | 29000 | 29000
NICPopulation, male | Nicaragua | NIC | Population, male | SP.POP.TOTL.MA.IN | 3226000 | 3265000
NICPopulation, total | Nicaragua | NIC | Population, total | SP.POP.TOTL | 6546000 | 6625000
NICPopulation, female | Nicaragua | NIC | Population, female | SP.POP.TOTL.FE.IN | 3320000 | 3360000
NICPopulation growth (annual %) | Nicaragua | NIC | Population growth (annual %) | SP.POP.GROW | 0 | 0
NERPopulation ages 0-14, female | Niger | NER | Population ages 0-14, female | SP.POP.0014.FE.IN | 5706000 | 5905000
NERPopulation ages 0-14, male | Niger | NER | Population ages 0-14, male | SP.POP.0014.MA.IN | 5912000 | 6118000
NERPopulation ages 00-04, female | Niger | NER | Population ages 00-04, female | SP.POP.0004.FE | 2276000 | 2347000
NERPopulation ages 00-04, male | Niger | NER | Population ages 00-04, male | SP.POP.0004.MA | 2366000 | 2440000
NERPopulation ages 05-09, female | Niger | NER | Population ages 05-09, female | SP.POP.0509.FE | 1887000 | 1952000
NERPopulation ages 05-09, male | Niger | NER | Population ages 05-09, male | SP.POP.0509.MA | 1952000 | 2019000
NERPopulation ages 10-14, female | Niger | NER | Population ages 10-14, female | SP.POP.1014.FE | 1543000 | 1606000
NERPopulation ages 10-14, male | Niger | NER | Population ages 10-14, male | SP.POP.1014.MA | 1595000 | 1659000
NERPopulation ages 15-19, female | Niger | NER | Population ages 15-19, female | SP.POP.1519.FE | 1240000 | 1295000
NERPopulation ages 15-19, male | Niger | NER | Population ages 15-19, male | SP.POP.1519.MA | 1283000 | 1340000
NERPopulation ages 20-24, female | Niger | NER | Population ages 20-24, female | SP.POP.2024.FE | 977000 | 1024000
NERPopulation ages 20-24, male | Niger | NER | Population ages 20-24, male | SP.POP.2024.MA | 1016000 | 1063000
NERPopulation ages 25-29, female | Niger | NER | Population ages 25-29, female | SP.POP.2529.FE | 765000 | 800000
NERPopulation ages 25-29, male | Niger | NER | Population ages 25-29, male | SP.POP.2529.MA | 790000 | 831000
NERPopulation ages 30-34, female | Niger | NER | Population ages 30-34, female | SP.POP.3034.FE | 619000 | 641000
NERPopulation ages 30-34, male | Niger | NER | Population ages 30-34, male | SP.POP.3034.MA | 588000 | 625000
NERPopulation ages 35-39, female | Niger | NER | Population ages 35-39, female | SP.POP.3539.FE | 522000 | 540000
NERPopulation ages 35-39, male | Niger | NER | Population ages 35-39, male | SP.POP.3539.MA | 436000 | 453000
NERPopulation ages 40-44, female | Niger | NER | Population ages 40-44, female | SP.POP.4044.FE | 424000 | 441000
NERPopulation ages 40-44, male | Niger | NER | Population ages 40-44, male | SP.POP.4044.MA | 389000 | 398000
NERPopulation ages 45-49, female | Niger | NER | Population ages 45-49, female | SP.POP.4549.FE | 346000 | 357000
NERPopulation ages 45-49, male | Niger | NER | Population ages 45-49, male | SP.POP.4549.MA | 321000 | 333000
NERPopulation ages 50-54, female | Niger | NER | Population ages 50-54, female | SP.POP.5054.FE | 286000 | 296000
NERPopulation ages 50-54, male | Niger | NER | Population ages 50-54, male | SP.POP.5054.MA | 262000 | 266000
NERPopulation ages 55-59, male | Niger | NER | Population ages 55-59, male | SP.POP.5559.MA | 244000 | 249000
NERPopulation ages 55-59, female | Niger | NER | Population ages 55-59, female | SP.POP.5559.FE | 228000 | 236000
NERPopulation ages 65-69, male | Niger | NER | Population ages 65-69, male | SP.POP.6569.MA | 140000 | 146000
NERPopulation ages 65-69, female | Niger | NER | Population ages 65-69, female | SP.POP.6569.FE | 128000 | 132000
NERPopulation ages 60-64, female | Niger | NER | Population ages 60-64, female | SP.POP.6064.FE | 173000 | 181000
NERPopulation ages 60-64, male | Niger | NER | Population ages 60-64, male | SP.POP.6064.MA | 180000 | 186000
NERPopulation ages 70-74, female | Niger | NER | Population ages 70-74, female | SP.POP.7074.FE | 96000 | 99000
NERPopulation ages 70-74, male | Niger | NER | Population ages 70-74, male | SP.POP.7074.MA | 86000 | 91000
NERPopulation ages 75-79, female | Niger | NER | Population ages 75-79, female | SP.POP.7579.FE | 56000 | 59000
NERPopulation ages 75-79, male | Niger | NER | Population ages 75-79, male | SP.POP.7579.MA | 45000 | 48000
NERPopulation ages 80 and above, female | Niger | NER | Population ages 80 and above, female | SP.POP.80UP.FE | 31000 | 32000
NERPopulation ages 80 and above, male | Niger | NER | Population ages 80 and above, male | SP.POP.80UP.MA | 23000 | 23000
NERPopulation, male | Niger | NER | Population, male | SP.POP.TOTL.MA.IN | 11714000 | 12170000
NERPopulation, total | Niger | NER | Population, total | SP.POP.TOTL | 23311000 | 24207000
NERPopulation, female | Niger | NER | Population, female | SP.POP.TOTL.FE.IN | 11596000 | 12036000
NERPopulation growth (annual %) | Niger | NER | Population growth (annual %) | SP.POP.GROW | 0 | 0
NGAPopulation ages 0-14, female | Nigeria | NGA | Population ages 0-14, female | SP.POP.0014.FE.IN | 42923000 | 43821000
NGAPopulation ages 0-14, male | Nigeria | NGA | Population ages 0-14, male | SP.POP.0014.MA.IN | 44873000 | 45824000
NGAPopulation ages 00-04, female | Nigeria | NGA | Population ages 00-04, female | SP.POP.0004.FE | 16305000 | 16561000
NGAPopulation ages 00-04, male | Nigeria | NGA | Population ages 00-04, male | SP.POP.0004.MA | 17105000 | 17377000
NGAPopulation ages 05-09, female | Nigeria | NGA | Population ages 05-09, female | SP.POP.0509.FE | 14319000 | 14626000
NGAPopulation ages 05-09, male | Nigeria | NGA | Population ages 05-09, male | SP.POP.0509.MA | 14963000 | 15288000
NGAPopulation ages 10-14, female | Nigeria | NGA | Population ages 10-14, female | SP.POP.1014.FE | 12300000 | 12633000
NGAPopulation ages 10-14, male | Nigeria | NGA | Population ages 10-14, male | SP.POP.1014.MA | 12805000 | 13159000
NGAPopulation ages 15-19, female | Nigeria | NGA | Population ages 15-19, female | SP.POP.1519.FE | 10421000 | 10759000
NGAPopulation ages 15-19, male | Nigeria | NGA | Population ages 15-19, male | SP.POP.1519.MA | 10794000 | 11151000
NGAPopulation ages 20-24, female | Nigeria | NGA | Population ages 20-24, female | SP.POP.2024.FE | 8622000 | 8898000
NGAPopulation ages 20-24, male | Nigeria | NGA | Population ages 20-24, male | SP.POP.2024.MA | 8882000 | 9170000
NGAPopulation ages 25-29, female | Nigeria | NGA | Population ages 25-29, female | SP.POP.2529.FE | 7267000 | 7448000
NGAPopulation ages 25-29, male | Nigeria | NGA | Population ages 25-29, male | SP.POP.2529.MA | 7473000 | 7661000
NGAPopulation ages 30-34, female | Nigeria | NGA | Population ages 30-34, female | SP.POP.3034.FE | 6302000 | 6431000
NGAPopulation ages 30-34, male | Nigeria | NGA | Population ages 30-34, male | SP.POP.3034.MA | 6485000 | 6614000
NGAPopulation ages 35-39, female | Nigeria | NGA | Population ages 35-39, female | SP.POP.3539.FE | 5445000 | 5578000
NGAPopulation ages 35-39, male | Nigeria | NGA | Population ages 35-39, male | SP.POP.3539.MA | 5608000 | 5745000
NGAPopulation ages 40-44, female | Nigeria | NGA | Population ages 40-44, female | SP.POP.4044.FE | 4526000 | 4673000
NGAPopulation ages 40-44, male | Nigeria | NGA | Population ages 40-44, male | SP.POP.4044.MA | 4631000 | 4786000
NGAPopulation ages 45-49, female | Nigeria | NGA | Population ages 45-49, female | SP.POP.4549.FE | 3635000 | 3771000
NGAPopulation ages 45-49, male | Nigeria | NGA | Population ages 45-49, male | SP.POP.4549.MA | 3663000 | 3807000
NGAPopulation ages 50-54, female | Nigeria | NGA | Population ages 50-54, female | SP.POP.5054.FE | 2900000 | 2996000
NGAPopulation ages 50-54, male | Nigeria | NGA | Population ages 50-54, male | SP.POP.5054.MA | 2849000 | 2948000
NGAPopulation ages 55-59, male | Nigeria | NGA | Population ages 55-59, male | SP.POP.5559.MA | 2261000 | 2330000
NGAPopulation ages 55-59, female | Nigeria | NGA | Population ages 55-59, female | SP.POP.5559.FE | 2356000 | 2426000
NGAPopulation ages 65-69, male | Nigeria | NGA | Population ages 65-69, male | SP.POP.6569.MA | 1197000 | 1232000
NGAPopulation ages 65-69, female | Nigeria | NGA | Population ages 65-69, female | SP.POP.6569.FE | 1327000 | 1369000
NGAPopulation ages 60-64, female | Nigeria | NGA | Population ages 60-64, female | SP.POP.6064.FE | 1832000 | 1892000
NGAPopulation ages 60-64, male | Nigeria | NGA | Population ages 60-64, male | SP.POP.6064.MA | 1704000 | 1765000
NGAPopulation ages 70-74, female | Nigeria | NGA | Population ages 70-74, female | SP.POP.7074.FE | 874000 | 901000
NGAPopulation ages 70-74, male | Nigeria | NGA | Population ages 70-74, male | SP.POP.7074.MA | 797000 | 816000
NGAPopulation ages 75-79, female | Nigeria | NGA | Population ages 75-79, female | SP.POP.7579.FE | 468000 | 480000
NGAPopulation ages 75-79, male | Nigeria | NGA | Population ages 75-79, male | SP.POP.7579.MA | 416000 | 426000
NGAPopulation ages 80 and above, female | Nigeria | NGA | Population ages 80 and above, female | SP.POP.80UP.FE | 234000 | 226000
NGAPopulation ages 80 and above, male | Nigeria | NGA | Population ages 80 and above, male | SP.POP.80UP.MA | 200000 | 192000
NGAPopulation, male | Nigeria | NGA | Population, male | SP.POP.TOTL.MA.IN | 101832000 | 104470000
NGAPopulation, total | Nigeria | NGA | Population, total | SP.POP.TOTL | 200964000 | 206140000
NGAPopulation, female | Nigeria | NGA | Population, female | SP.POP.TOTL.FE.IN | 99132000 | 101670000
NGAPopulation growth (annual %) | Nigeria | NGA | Population growth (annual %) | SP.POP.GROW | 0 | 0
NACPopulation ages 0-14, female | North America | NAC | Population ages 0-14, female | SP.POP.0014.FE.IN | 32778000 | 32717000
NACPopulation ages 0-14, male | North America | NAC | Population ages 0-14, male | SP.POP.0014.MA.IN | 34272000 | 34207000
NACPopulation ages 00-04, female | North America | NAC | Population ages 00-04, female | SP.POP.0004.FE | 10564000 | 10619000
NACPopulation ages 00-04, male | North America | NAC | Population ages 00-04, male | SP.POP.0004.MA | 11047000 | 11102000
NACPopulation ages 05-09, female | North America | NAC | Population ages 05-09, female | SP.POP.0509.FE | 10898000 | 10791000
NACPopulation ages 05-09, male | North America | NAC | Population ages 05-09, male | SP.POP.0509.MA | 11398000 | 11285000
NACPopulation ages 10-14, female | North America | NAC | Population ages 10-14, female | SP.POP.1014.FE | 11316000 | 11307000
NACPopulation ages 10-14, male | North America | NAC | Population ages 10-14, male | SP.POP.1014.MA | 11827000 | 11820000
NACPopulation ages 15-19, female | North America | NAC | Population ages 15-19, female | SP.POP.1519.FE | 11406000 | 11407000
NACPopulation ages 15-19, male | North America | NAC | Population ages 15-19, male | SP.POP.1519.MA | 11879000 | 11880000
NACPopulation ages 20-24, female | North America | NAC | Population ages 20-24, female | SP.POP.2024.FE | 12203000 | 12119000
NACPopulation ages 20-24, male | North America | NAC | Population ages 20-24, male | SP.POP.2024.MA | 12670000 | 12560000
NACPopulation ages 25-29, female | North America | NAC | Population ages 25-29, female | SP.POP.2529.FE | 12985000 | 13065000
NACPopulation ages 25-29, male | North America | NAC | Population ages 25-29, male | SP.POP.2529.MA | 13492000 | 13565000
NACPopulation ages 30-34, female | North America | NAC | Population ages 30-34, female | SP.POP.3034.FE | 12502000 | 12689000
NACPopulation ages 30-34, male | North America | NAC | Population ages 30-34, male | SP.POP.3034.MA | 12823000 | 13049000
NACPopulation ages 35-39, female | North America | NAC | Population ages 35-39, female | SP.POP.3539.FE | 11929000 | 12115000
NACPopulation ages 35-39, male | North America | NAC | Population ages 35-39, male | SP.POP.3539.MA | 11987000 | 12209000
NACPopulation ages 40-44, female | North America | NAC | Population ages 40-44, female | SP.POP.4044.FE | 11344000 | 11441000
NACPopulation ages 40-44, male | North America | NAC | Population ages 40-44, male | SP.POP.4044.MA | 11258000 | 11368000
NACPopulation ages 45-49, female | North America | NAC | Population ages 45-49, female | SP.POP.4549.FE | 11307000 | 11304000
NACPopulation ages 45-49, male | North America | NAC | Population ages 45-49, male | SP.POP.4549.MA | 11229000 | 11185000
NACPopulation ages 50-54, female | North America | NAC | Population ages 50-54, female | SP.POP.5054.FE | 11646000 | 11493000
NACPopulation ages 50-54, male | North America | NAC | Population ages 50-54, male | SP.POP.5054.MA | 11732000 | 11562000
NACPopulation ages 55-59, male | North America | NAC | Population ages 55-59, male | SP.POP.5559.MA | 12158000 | 12111000
NACPopulation ages 55-59, female | North America | NAC | Population ages 55-59, female | SP.POP.5559.FE | 12337000 | 12246000
NACPopulation ages 65-69, male | North America | NAC | Population ages 65-69, male | SP.POP.6569.MA | 9294000 | 9535000
NACPopulation ages 65-69, female | North America | NAC | Population ages 65-69, female | SP.POP.6569.FE | 10241000 | 10481000
NACPopulation ages 60-64, female | North America | NAC | Population ages 60-64, female | SP.POP.6064.FE | 11790000 | 11934000
NACPopulation ages 60-64, male | North America | NAC | Population ages 60-64, male | SP.POP.6064.MA | 11168000 | 11351000
NACPopulation ages 70-74, female | North America | NAC | Population ages 70-74, female | SP.POP.7074.FE | 8300000 | 8655000
NACPopulation ages 70-74, male | North America | NAC | Population ages 70-74, male | SP.POP.7074.MA | 7196000 | 7530000
NACPopulation ages 75-79, female | North America | NAC | Population ages 75-79, female | SP.POP.7579.FE | 5764000 | 6073000
NACPopulation ages 75-79, male | North America | NAC | Population ages 75-79, male | SP.POP.7579.MA | 4657000 | 4906000
NACPopulation ages 80 and above, female | North America | NAC | Population ages 80 and above, female | SP.POP.80UP.FE | 8770000 | 8921000
NACPopulation ages 80 and above, male | North America | NAC | Population ages 80 and above, male | SP.POP.80UP.MA | 5791000 | 5924000
NACPopulation, male | North America | NAC | Population, male | SP.POP.TOTL.MA.IN | 181603000 | 182941000
NACPopulation, total | North America | NAC | Population, total | SP.POP.TOTL | 366909000 | 369599000
NACPopulation, female | North America | NAC | Population, female | SP.POP.TOTL.FE.IN | 185304000 | 186658000
NACPopulation growth (annual %) | North America | NAC | Population growth (annual %) | SP.POP.GROW | 0.71886 | 0.73315
MKDPopulation ages 0-14, female | North Macedonia | MKD | Population ages 0-14, female | SP.POP.0014.FE.IN | 165000 | 164000
MKDPopulation ages 0-14, male | North Macedonia | MKD | Population ages 0-14, male | SP.POP.0014.MA.IN | 177000 | 176000
MKDPopulation ages 00-04, female | North Macedonia | MKD | Population ages 00-04, female | SP.POP.0004.FE | 55000 | 54000
MKDPopulation ages 00-04, male | North Macedonia | MKD | Population ages 00-04, male | SP.POP.0004.MA | 59000 | 58000
MKDPopulation ages 05-09, female | North Macedonia | MKD | Population ages 05-09, female | SP.POP.0509.FE | 55000 | 56000
MKDPopulation ages 05-09, male | North Macedonia | MKD | Population ages 05-09, male | SP.POP.0509.MA | 59000 | 60000
MKDPopulation ages 10-14, female | North Macedonia | MKD | Population ages 10-14, female | SP.POP.1014.FE | 55000 | 54000
MKDPopulation ages 10-14, male | North Macedonia | MKD | Population ages 10-14, male | SP.POP.1014.MA | 58000 | 58000
MKDPopulation ages 15-19, female | North Macedonia | MKD | Population ages 15-19, female | SP.POP.1519.FE | 60000 | 59000
MKDPopulation ages 15-19, male | North Macedonia | MKD | Population ages 15-19, male | SP.POP.1519.MA | 63000 | 62000
MKDPopulation ages 20-24, female | North Macedonia | MKD | Population ages 20-24, female | SP.POP.2024.FE | 65000 | 63000
MKDPopulation ages 20-24, male | North Macedonia | MKD | Population ages 20-24, male | SP.POP.2024.MA | 69000 | 67000
MKDPopulation ages 25-29, female | North Macedonia | MKD | Population ages 25-29, female | SP.POP.2529.FE | 76000 | 74000
MKDPopulation ages 25-29, male | North Macedonia | MKD | Population ages 25-29, male | SP.POP.2529.MA | 80000 | 78000
MKDPopulation ages 30-34, female | North Macedonia | MKD | Population ages 30-34, female | SP.POP.3034.FE | 80000 | 79000
MKDPopulation ages 30-34, male | North Macedonia | MKD | Population ages 30-34, male | SP.POP.3034.MA | 84000 | 83000
MKDPopulation ages 35-39, female | North Macedonia | MKD | Population ages 35-39, female | SP.POP.3539.FE | 79000 | 80000
MKDPopulation ages 35-39, male | North Macedonia | MKD | Population ages 35-39, male | SP.POP.3539.MA | 84000 | 84000
MKDPopulation ages 40-44, female | North Macedonia | MKD | Population ages 40-44, female | SP.POP.4044.FE | 75000 | 76000
MKDPopulation ages 40-44, male | North Macedonia | MKD | Population ages 40-44, male | SP.POP.4044.MA | 78000 | 79000
MKDPopulation ages 45-49, female | North Macedonia | MKD | Population ages 45-49, female | SP.POP.4549.FE | 72000 | 72000
MKDPopulation ages 45-49, male | North Macedonia | MKD | Population ages 45-49, male | SP.POP.4549.MA | 74000 | 74000
MKDPopulation ages 50-54, female | North Macedonia | MKD | Population ages 50-54, female | SP.POP.5054.FE | 72000 | 72000
MKDPopulation ages 50-54, male | North Macedonia | MKD | Population ages 50-54, male | SP.POP.5054.MA | 73000 | 73000
MKDPopulation ages 55-59, male | North Macedonia | MKD | Population ages 55-59, male | SP.POP.5559.MA | 68000 | 68000
MKDPopulation ages 55-59, female | North Macedonia | MKD | Population ages 55-59, female | SP.POP.5559.FE | 69000 | 70000
MKDPopulation ages 65-69, male | North Macedonia | MKD | Population ages 65-69, male | SP.POP.6569.MA | 53000 | 55000
MKDPopulation ages 65-69, female | North Macedonia | MKD | Population ages 65-69, female | SP.POP.6569.FE | 59000 | 61000
MKDPopulation ages 60-64, female | North Macedonia | MKD | Population ages 60-64, female | SP.POP.6064.FE | 66000 | 66000
MKDPopulation ages 60-64, male | North Macedonia | MKD | Population ages 60-64, male | SP.POP.6064.MA | 63000 | 63000
MKDPopulation ages 70-74, female | North Macedonia | MKD | Population ages 70-74, female | SP.POP.7074.FE | 42000 | 44000
MKDPopulation ages 70-74, male | North Macedonia | MKD | Population ages 70-74, male | SP.POP.7074.MA | 34000 | 36000
MKDPopulation ages 75-79, female | North Macedonia | MKD | Population ages 75-79, female | SP.POP.7579.FE | 31000 | 31000
MKDPopulation ages 75-79, male | North Macedonia | MKD | Population ages 75-79, male | SP.POP.7579.MA | 23000 | 23000
MKDPopulation ages 80 and above, female | North Macedonia | MKD | Population ages 80 and above, female | SP.POP.80UP.FE | 32000 | 32000
MKDPopulation ages 80 and above, male | North Macedonia | MKD | Population ages 80 and above, male | SP.POP.80UP.MA | 21000 | 21000
MKDPopulation, male | North Macedonia | MKD | Population, male | SP.POP.TOTL.MA.IN | 1042000 | 1042000
MKDPopulation, total | North Macedonia | MKD | Population, total | SP.POP.TOTL | 2083000 | 2083000
MKDPopulation, female | North Macedonia | MKD | Population, female | SP.POP.TOTL.FE.IN | 1041000 | 1041000
MKDPopulation growth (annual %) | North Macedonia | MKD | Population growth (annual %) | SP.POP.GROW | 0 | 0
MNPPopulation ages 0-14, female | Northern Mariana Islands | MNP | Population ages 0-14, female | SP.POP.0014.FE.IN | 0 | 0
MNPPopulation ages 0-14, male | Northern Mariana Islands | MNP | Population ages 0-14, male | SP.POP.0014.MA.IN | 0 | 0
MNPPopulation ages 00-04, female | Northern Mariana Islands | MNP | Population ages 00-04, female | SP.POP.0004.FE | 0 | 0
MNPPopulation ages 00-04, male | Northern Mariana Islands | MNP | Population ages 00-04, male | SP.POP.0004.MA | 0 | 0
MNPPopulation ages 05-09, female | Northern Mariana Islands | MNP | Population ages 05-09, female | SP.POP.0509.FE | 0 | 0
MNPPopulation ages 05-09, male | Northern Mariana Islands | MNP | Population ages 05-09, male | SP.POP.0509.MA | 0 | 0
MNPPopulation ages 10-14, female | Northern Mariana Islands | MNP | Population ages 10-14, female | SP.POP.1014.FE | 0 | 0
MNPPopulation ages 10-14, male | Northern Mariana Islands | MNP | Population ages 10-14, male | SP.POP.1014.MA | 0 | 0
MNPPopulation ages 15-19, female | Northern Mariana Islands | MNP | Population ages 15-19, female | SP.POP.1519.FE | 0 | 0
MNPPopulation ages 15-19, male | Northern Mariana Islands | MNP | Population ages 15-19, male | SP.POP.1519.MA | 0 | 0
MNPPopulation ages 20-24, female | Northern Mariana Islands | MNP | Population ages 20-24, female | SP.POP.2024.FE | 0 | 0
MNPPopulation ages 20-24, male | Northern Mariana Islands | MNP | Population ages 20-24, male | SP.POP.2024.MA | 0 | 0
MNPPopulation ages 25-29, female | Northern Mariana Islands | MNP | Population ages 25-29, female | SP.POP.2529.FE | 0 | 0
MNPPopulation ages 25-29, male | Northern Mariana Islands | MNP | Population ages 25-29, male | SP.POP.2529.MA | 0 | 0
MNPPopulation ages 30-34, female | Northern Mariana Islands | MNP | Population ages 30-34, female | SP.POP.3034.FE | 0 | 0
MNPPopulation ages 30-34, male | Northern Mariana Islands | MNP | Population ages 30-34, male | SP.POP.3034.MA | 0 | 0
MNPPopulation ages 35-39, female | Northern Mariana Islands | MNP | Population ages 35-39, female | SP.POP.3539.FE | 0 | 0
MNPPopulation ages 35-39, male | Northern Mariana Islands | MNP | Population ages 35-39, male | SP.POP.3539.MA | 0 | 0
MNPPopulation ages 40-44, female | Northern Mariana Islands | MNP | Population ages 40-44, female | SP.POP.4044.FE | 0 | 0
MNPPopulation ages 40-44, male | Northern Mariana Islands | MNP | Population ages 40-44, male | SP.POP.4044.MA | 0 | 0
MNPPopulation ages 45-49, female | Northern Mariana Islands | MNP | Population ages 45-49, female | SP.POP.4549.FE | 0 | 0
MNPPopulation ages 45-49, male | Northern Mariana Islands | MNP | Population ages 45-49, male | SP.POP.4549.MA | 0 | 0
MNPPopulation ages 50-54, female | Northern Mariana Islands | MNP | Population ages 50-54, female | SP.POP.5054.FE | 0 | 0
MNPPopulation ages 50-54, male | Northern Mariana Islands | MNP | Population ages 50-54, male | SP.POP.5054.MA | 0 | 0
MNPPopulation ages 55-59, male | Northern Mariana Islands | MNP | Population ages 55-59, male | SP.POP.5559.MA | 0 | 0
MNPPopulation ages 55-59, female | Northern Mariana Islands | MNP | Population ages 55-59, female | SP.POP.5559.FE | 0 | 0
MNPPopulation ages 65-69, male | Northern Mariana Islands | MNP | Population ages 65-69, male | SP.POP.6569.MA | 0 | 0
MNPPopulation ages 65-69, female | Northern Mariana Islands | MNP | Population ages 65-69, female | SP.POP.6569.FE | 0 | 0
MNPPopulation ages 60-64, female | Northern Mariana Islands | MNP | Population ages 60-64, female | SP.POP.6064.FE | 0 | 0
MNPPopulation ages 60-64, male | Northern Mariana Islands | MNP | Population ages 60-64, male | SP.POP.6064.MA | 0 | 0
MNPPopulation ages 70-74, female | Northern Mariana Islands | MNP | Population ages 70-74, female | SP.POP.7074.FE | 0 | 0
MNPPopulation ages 70-74, male | Northern Mariana Islands | MNP | Population ages 70-74, male | SP.POP.7074.MA | 0 | 0
MNPPopulation ages 75-79, female | Northern Mariana Islands | MNP | Population ages 75-79, female | SP.POP.7579.FE | 0 | 0
MNPPopulation ages 75-79, male | Northern Mariana Islands | MNP | Population ages 75-79, male | SP.POP.7579.MA | 0 | 0
MNPPopulation ages 80 and above, female | Northern Mariana Islands | MNP | Population ages 80 and above, female | SP.POP.80UP.FE | 0 | 0
MNPPopulation ages 80 and above, male | Northern Mariana Islands | MNP | Population ages 80 and above, male | SP.POP.80UP.MA | 0 | 0
MNPPopulation, male | Northern Mariana Islands | MNP | Population, male | SP.POP.TOTL.MA.IN | 0 | 0
MNPPopulation, total | Northern Mariana Islands | MNP | Population, total | SP.POP.TOTL | 57000 | 58000
MNPPopulation, female | Northern Mariana Islands | MNP | Population, female | SP.POP.TOTL.FE.IN | 0 | 0
MNPPopulation growth (annual %) | Northern Mariana Islands | MNP | Population growth (annual %) | SP.POP.GROW | 0 | 0
NORPopulation ages 0-14, female | Norway | NOR | Population ages 0-14, female | SP.POP.0014.FE.IN | 455000 | 455000
NORPopulation ages 0-14, male | Norway | NOR | Population ages 0-14, male | SP.POP.0014.MA.IN | 480000 | 481000
NORPopulation ages 00-04, female | Norway | NOR | Population ages 00-04, female | SP.POP.0004.FE | 146000 | 146000
NORPopulation ages 00-04, male | Norway | NOR | Population ages 00-04, male | SP.POP.0004.MA | 155000 | 155000
NORPopulation ages 05-09, female | Norway | NOR | Population ages 05-09, female | SP.POP.0509.FE | 153000 | 152000
NORPopulation ages 05-09, male | Norway | NOR | Population ages 05-09, male | SP.POP.0509.MA | 161000 | 160000
NORPopulation ages 10-14, female | Norway | NOR | Population ages 10-14, female | SP.POP.1014.FE | 156000 | 156000
NORPopulation ages 10-14, male | Norway | NOR | Population ages 10-14, male | SP.POP.1014.MA | 164000 | 165000
NORPopulation ages 15-19, female | Norway | NOR | Population ages 15-19, female | SP.POP.1519.FE | 157000 | 157000
NORPopulation ages 15-19, male | Norway | NOR | Population ages 15-19, male | SP.POP.1519.MA | 165000 | 164000
NORPopulation ages 20-24, female | Norway | NOR | Population ages 20-24, female | SP.POP.2024.FE | 171000 | 171000
NORPopulation ages 20-24, male | Norway | NOR | Population ages 20-24, male | SP.POP.2024.MA | 182000 | 182000
NORPopulation ages 25-29, female | Norway | NOR | Population ages 25-29, female | SP.POP.2529.FE | 180000 | 181000
NORPopulation ages 25-29, male | Norway | NOR | Population ages 25-29, male | SP.POP.2529.MA | 190000 | 192000
NORPopulation ages 30-34, female | Norway | NOR | Population ages 30-34, female | SP.POP.3034.FE | 182000 | 184000
NORPopulation ages 30-34, male | Norway | NOR | Population ages 30-34, male | SP.POP.3034.MA | 190000 | 192000
NORPopulation ages 35-39, female | Norway | NOR | Population ages 35-39, female | SP.POP.3539.FE | 171000 | 175000
NORPopulation ages 35-39, male | Norway | NOR | Population ages 35-39, male | SP.POP.3539.MA | 184000 | 187000
NORPopulation ages 40-44, female | Norway | NOR | Population ages 40-44, female | SP.POP.4044.FE | 168000 | 167000
NORPopulation ages 40-44, male | Norway | NOR | Population ages 40-44, male | SP.POP.4044.MA | 181000 | 180000
NORPopulation ages 45-49, female | Norway | NOR | Population ages 45-49, female | SP.POP.4549.FE | 184000 | 183000
NORPopulation ages 45-49, male | Norway | NOR | Population ages 45-49, male | SP.POP.4549.MA | 196000 | 195000
NORPopulation ages 50-54, female | Norway | NOR | Population ages 50-54, female | SP.POP.5054.FE | 180000 | 183000
NORPopulation ages 50-54, male | Norway | NOR | Population ages 50-54, male | SP.POP.5054.MA | 191000 | 195000
NORPopulation ages 55-59, male | Norway | NOR | Population ages 55-59, male | SP.POP.5559.MA | 169000 | 172000
NORPopulation ages 55-59, female | Norway | NOR | Population ages 55-59, female | SP.POP.5559.FE | 161000 | 163000
NORPopulation ages 65-69, male | Norway | NOR | Population ages 65-69, male | SP.POP.6569.MA | 137000 | 137000
NORPopulation ages 65-69, female | Norway | NOR | Population ages 65-69, female | SP.POP.6569.FE | 138000 | 138000
NORPopulation ages 60-64, female | Norway | NOR | Population ages 60-64, female | SP.POP.6064.FE | 151000 | 154000
NORPopulation ages 60-64, male | Norway | NOR | Population ages 60-64, male | SP.POP.6064.MA | 154000 | 157000
NORPopulation ages 70-74, female | Norway | NOR | Population ages 70-74, female | SP.POP.7074.FE | 132000 | 136000
NORPopulation ages 70-74, male | Norway | NOR | Population ages 70-74, male | SP.POP.7074.MA | 127000 | 131000
NORPopulation ages 75-79, female | Norway | NOR | Population ages 75-79, female | SP.POP.7579.FE | 89000 | 95000
NORPopulation ages 75-79, male | Norway | NOR | Population ages 75-79, male | SP.POP.7579.MA | 79000 | 85000
NORPopulation ages 80 and above, female | Norway | NOR | Population ages 80 and above, female | SP.POP.80UP.FE | 138000 | 140000
NORPopulation ages 80 and above, male | Norway | NOR | Population ages 80 and above, male | SP.POP.80UP.MA | 87000 | 89000
NORPopulation, male | Norway | NOR | Population, male | SP.POP.TOTL.MA.IN | 2712000 | 2740000
NORPopulation, total | Norway | NOR | Population, total | SP.POP.TOTL | 5369000 | 5422000
NORPopulation, female | Norway | NOR | Population, female | SP.POP.TOTL.FE.IN | 2657000 | 2682000
NORPopulation growth (annual %) | Norway | NOR | Population growth (annual %) | SP.POP.GROW | 0 | 0
INXPopulation ages 0-14, female | Not classified | INX | Population ages 0-14, female | SP.POP.0014.FE.IN | 0 | 0
INXPopulation ages 0-14, male | Not classified | INX | Population ages 0-14, male | SP.POP.0014.MA.IN | 0 | 0
INXPopulation ages 00-04, female | Not classified | INX | Population ages 00-04, female | SP.POP.0004.FE | 0 | 0
INXPopulation ages 00-04, male | Not classified | INX | Population ages 00-04, male | SP.POP.0004.MA | 0 | 0
INXPopulation ages 05-09, female | Not classified | INX | Population ages 05-09, female | SP.POP.0509.FE | 0 | 0
INXPopulation ages 05-09, male | Not classified | INX | Population ages 05-09, male | SP.POP.0509.MA | 0 | 0
INXPopulation ages 10-14, female | Not classified | INX | Population ages 10-14, female | SP.POP.1014.FE | 0 | 0
INXPopulation ages 10-14, male | Not classified | INX | Population ages 10-14, male | SP.POP.1014.MA | 0 | 0
INXPopulation ages 15-19, female | Not classified | INX | Population ages 15-19, female | SP.POP.1519.FE | 0 | 0
INXPopulation ages 15-19, male | Not classified | INX | Population ages 15-19, male | SP.POP.1519.MA | 0 | 0
INXPopulation ages 20-24, female | Not classified | INX | Population ages 20-24, female | SP.POP.2024.FE | 0 | 0
INXPopulation ages 20-24, male | Not classified | INX | Population ages 20-24, male | SP.POP.2024.MA | 0 | 0
INXPopulation ages 25-29, female | Not classified | INX | Population ages 25-29, female | SP.POP.2529.FE | 0 | 0
INXPopulation ages 25-29, male | Not classified | INX | Population ages 25-29, male | SP.POP.2529.MA | 0 | 0
INXPopulation ages 30-34, female | Not classified | INX | Population ages 30-34, female | SP.POP.3034.FE | 0 | 0
INXPopulation ages 30-34, male | Not classified | INX | Population ages 30-34, male | SP.POP.3034.MA | 0 | 0
INXPopulation ages 35-39, female | Not classified | INX | Population ages 35-39, female | SP.POP.3539.FE | 0 | 0
INXPopulation ages 35-39, male | Not classified | INX | Population ages 35-39, male | SP.POP.3539.MA | 0 | 0
INXPopulation ages 40-44, female | Not classified | INX | Population ages 40-44, female | SP.POP.4044.FE | 0 | 0
INXPopulation ages 40-44, male | Not classified | INX | Population ages 40-44, male | SP.POP.4044.MA | 0 | 0
INXPopulation ages 45-49, female | Not classified | INX | Population ages 45-49, female | SP.POP.4549.FE | 0 | 0
INXPopulation ages 45-49, male | Not classified | INX | Population ages 45-49, male | SP.POP.4549.MA | 0 | 0
INXPopulation ages 50-54, female | Not classified | INX | Population ages 50-54, female | SP.POP.5054.FE | 0 | 0
INXPopulation ages 50-54, male | Not classified | INX | Population ages 50-54, male | SP.POP.5054.MA | 0 | 0
INXPopulation ages 55-59, male | Not classified | INX | Population ages 55-59, male | SP.POP.5559.MA | 0 | 0
INXPopulation ages 55-59, female | Not classified | INX | Population ages 55-59, female | SP.POP.5559.FE | 0 | 0
INXPopulation ages 65-69, male | Not classified | INX | Population ages 65-69, male | SP.POP.6569.MA | 0 | 0
INXPopulation ages 65-69, female | Not classified | INX | Population ages 65-69, female | SP.POP.6569.FE | 0 | 0
INXPopulation ages 60-64, female | Not classified | INX | Population ages 60-64, female | SP.POP.6064.FE | 0 | 0
INXPopulation ages 60-64, male | Not classified | INX | Population ages 60-64, male | SP.POP.6064.MA | 0 | 0
INXPopulation ages 70-74, female | Not classified | INX | Population ages 70-74, female | SP.POP.7074.FE | 0 | 0
INXPopulation ages 70-74, male | Not classified | INX | Population ages 70-74, male | SP.POP.7074.MA | 0 | 0
INXPopulation ages 75-79, female | Not classified | INX | Population ages 75-79, female | SP.POP.7579.FE | 0 | 0
INXPopulation ages 75-79, male | Not classified | INX | Population ages 75-79, male | SP.POP.7579.MA | 0 | 0
INXPopulation ages 80 and above, female | Not classified | INX | Population ages 80 and above, female | SP.POP.80UP.FE | 0 | 0
INXPopulation ages 80 and above, male | Not classified | INX | Population ages 80 and above, male | SP.POP.80UP.MA | 0 | 0
INXPopulation, male | Not classified | INX | Population, male | SP.POP.TOTL.MA.IN | 0 | 0
INXPopulation, total | Not classified | INX | Population, total | SP.POP.TOTL | 0 | 0
INXPopulation, female | Not classified | INX | Population, female | SP.POP.TOTL.FE.IN | 0 | 0
INXPopulation growth (annual %) | Not classified | INX | Population growth (annual %) | SP.POP.GROW | 0 | 0
OEDPopulation ages 0-14, female | OECD members | OED | Population ages 0-14, female | SP.POP.0014.FE.IN | 113180000 | 112846000
OEDPopulation ages 0-14, male | OECD members | OED | Population ages 0-14, male | SP.POP.0014.MA.IN | 118852000 | 118513000
OEDPopulation ages 00-04, female | OECD members | OED | Population ages 00-04, female | SP.POP.0004.FE | 36572000 | 36385000
OEDPopulation ages 00-04, male | OECD members | OED | Population ages 00-04, male | SP.POP.0004.MA | 38394000 | 38198000
OEDPopulation ages 05-09, female | OECD members | OED | Population ages 05-09, female | SP.POP.0509.FE | 38054000 | 37845000
OEDPopulation ages 05-09, male | OECD members | OED | Population ages 05-09, male | SP.POP.0509.MA | 39961000 | 39742000
OEDPopulation ages 10-14, female | OECD members | OED | Population ages 10-14, female | SP.POP.1014.FE | 38552000 | 38611000
OEDPopulation ages 10-14, male | OECD members | OED | Population ages 10-14, male | SP.POP.1014.MA | 40493000 | 40576000
OEDPopulation ages 15-19, female | OECD members | OED | Population ages 15-19, female | SP.POP.1519.FE | 38615000 | 38543000
OEDPopulation ages 15-19, male | OECD members | OED | Population ages 15-19, male | SP.POP.1519.MA | 40433000 | 40385000
OEDPopulation ages 20-24, female | OECD members | OED | Population ages 20-24, female | SP.POP.2024.FE | 40678000 | 40371000
OEDPopulation ages 20-24, male | OECD members | OED | Population ages 20-24, male | SP.POP.2024.MA | 42409000 | 42073000
OEDPopulation ages 25-29, female | OECD members | OED | Population ages 25-29, female | SP.POP.2529.FE | 42848000 | 42767000
OEDPopulation ages 25-29, male | OECD members | OED | Population ages 25-29, male | SP.POP.2529.MA | 44456000 | 44446000
OEDPopulation ages 30-34, female | OECD members | OED | Population ages 30-34, female | SP.POP.3034.FE | 43499000 | 43498000
OEDPopulation ages 30-34, male | OECD members | OED | Population ages 30-34, male | SP.POP.3034.MA | 44300000 | 44438000
OEDPopulation ages 35-39, female | OECD members | OED | Population ages 35-39, female | SP.POP.3539.FE | 44032000 | 44133000
OEDPopulation ages 35-39, male | OECD members | OED | Population ages 35-39, male | SP.POP.3539.MA | 44174000 | 44378000
OEDPopulation ages 40-44, female | OECD members | OED | Population ages 40-44, female | SP.POP.4044.FE | 43867000 | 43780000
OEDPopulation ages 40-44, male | OECD members | OED | Population ages 40-44, male | SP.POP.4044.MA | 43622000 | 43565000
OEDPopulation ages 45-49, female | OECD members | OED | Population ages 45-49, female | SP.POP.4549.FE | 44622000 | 44604000
OEDPopulation ages 45-49, male | OECD members | OED | Population ages 45-49, male | SP.POP.4549.MA | 44201000 | 44174000
OEDPopulation ages 50-54, female | OECD members | OED | Population ages 50-54, female | SP.POP.5054.FE | 43886000 | 43913000
OEDPopulation ages 50-54, male | OECD members | OED | Population ages 50-54, male | SP.POP.5054.MA | 43225000 | 43249000
OEDPopulation ages 55-59, male | OECD members | OED | Population ages 55-59, male | SP.POP.5559.MA | 41500000 | 41859000
OEDPopulation ages 55-59, female | OECD members | OED | Population ages 55-59, female | SP.POP.5559.FE | 42795000 | 43077000
OEDPopulation ages 65-69, male | OECD members | OED | Population ages 65-69, male | SP.POP.6569.MA | 31900800 | 32328000
OEDPopulation ages 65-69, female | OECD members | OED | Population ages 65-69, female | SP.POP.6569.FE | 35370700 | 35826000
OEDPopulation ages 60-64, female | OECD members | OED | Population ages 60-64, female | SP.POP.6064.FE | 39400000 | 39948000
OEDPopulation ages 60-64, male | OECD members | OED | Population ages 60-64, male | SP.POP.6064.MA | 36918000 | 37543000
OEDPopulation ages 70-74, female | OECD members | OED | Population ages 70-74, female | SP.POP.7074.FE | 30717000 | 31631300
OEDPopulation ages 70-74, male | OECD members | OED | Population ages 70-74, male | SP.POP.7074.MA | 26581000 | 27408400
OEDPopulation ages 75-79, female | OECD members | OED | Population ages 75-79, female | SP.POP.7579.FE | 23191500 | 23942700
OEDPopulation ages 75-79, male | OECD members | OED | Population ages 75-79, male | SP.POP.7579.MA | 18455200 | 19144700
OEDPopulation ages 80 and above, female | OECD members | OED | Population ages 80 and above, female | SP.POP.80UP.FE | 38601700 | 39265800
OEDPopulation ages 80 and above, male | OECD members | OED | Population ages 80 and above, male | SP.POP.80UP.MA | 23354000 | 23880200
OEDPopulation, male | OECD members | OED | Population, male | SP.POP.TOTL.MA.IN | 644378000 | 647384000
OEDPopulation, total | OECD members | OED | Population, total | SP.POP.TOTL | 1309686000 | 1315534000
OEDPopulation, female | OECD members | OED | Population, female | SP.POP.TOTL.FE.IN | 665306000 | 668148000
OEDPopulation growth (annual %) | OECD members | OED | Population growth (annual %) | SP.POP.GROW | 0.4723 | 0.44652
OMNPopulation ages 0-14, female | Oman | OMN | Population ages 0-14, female | SP.POP.0014.FE.IN | 542000 | 559000
OMNPopulation ages 0-14, male | Oman | OMN | Population ages 0-14, male | SP.POP.0014.MA.IN | 572000 | 589000
OMNPopulation ages 00-04, female | Oman | OMN | Population ages 00-04, female | SP.POP.0004.FE | 219000 | 222000
OMNPopulation ages 00-04, male | Oman | OMN | Population ages 00-04, male | SP.POP.0004.MA | 231000 | 232000
OMNPopulation ages 05-09, female | Oman | OMN | Population ages 05-09, female | SP.POP.0509.FE | 180000 | 187000
OMNPopulation ages 05-09, male | Oman | OMN | Population ages 05-09, male | SP.POP.0509.MA | 189000 | 192000
OMNPopulation ages 10-14, female | Oman | OMN | Population ages 10-14, female | SP.POP.1014.FE | 143000 | 150000
OMNPopulation ages 10-14, male | Oman | OMN | Population ages 10-14, male | SP.POP.1014.MA | 152000 | 166000
OMNPopulation ages 15-19, female | Oman | OMN | Population ages 15-19, female | SP.POP.1519.FE | 119000 | 121000
OMNPopulation ages 15-19, male | Oman | OMN | Population ages 15-19, male | SP.POP.1519.MA | 101000 | 94000
OMNPopulation ages 20-24, female | Oman | OMN | Population ages 20-24, female | SP.POP.2024.FE | 133000 | 129000
OMNPopulation ages 20-24, male | Oman | OMN | Population ages 20-24, male | SP.POP.2024.MA | 240000 | 200000
OMNPopulation ages 25-29, female | Oman | OMN | Population ages 25-29, female | SP.POP.2529.FE | 180000 | 177000
OMNPopulation ages 25-29, male | Oman | OMN | Population ages 25-29, male | SP.POP.2529.MA | 569000 | 580000
OMNPopulation ages 30-34, female | Oman | OMN | Population ages 30-34, female | SP.POP.3034.FE | 195000 | 199000
OMNPopulation ages 30-34, male | Oman | OMN | Population ages 30-34, male | SP.POP.3034.MA | 625000 | 669000
OMNPopulation ages 35-39, female | Oman | OMN | Population ages 35-39, female | SP.POP.3539.FE | 153000 | 160000
OMNPopulation ages 35-39, male | Oman | OMN | Population ages 35-39, male | SP.POP.3539.MA | 391000 | 411000
OMNPopulation ages 40-44, female | Oman | OMN | Population ages 40-44, female | SP.POP.4044.FE | 108000 | 116000
OMNPopulation ages 40-44, male | Oman | OMN | Population ages 40-44, male | SP.POP.4044.MA | 271000 | 284000
OMNPopulation ages 45-49, female | Oman | OMN | Population ages 45-49, female | SP.POP.4549.FE | 73000 | 78000
OMNPopulation ages 45-49, male | Oman | OMN | Population ages 45-49, male | SP.POP.4549.MA | 196000 | 206000
OMNPopulation ages 50-54, female | Oman | OMN | Population ages 50-54, female | SP.POP.5054.FE | 54000 | 58000
OMNPopulation ages 50-54, male | Oman | OMN | Population ages 50-54, male | SP.POP.5054.MA | 118000 | 124000
OMNPopulation ages 55-59, male | Oman | OMN | Population ages 55-59, male | SP.POP.5559.MA | 91000 | 94000
OMNPopulation ages 55-59, female | Oman | OMN | Population ages 55-59, female | SP.POP.5559.FE | 38000 | 40000
OMNPopulation ages 65-69, male | Oman | OMN | Population ages 65-69, male | SP.POP.6569.MA | 25000 | 28000
OMNPopulation ages 65-69, female | Oman | OMN | Population ages 65-69, female | SP.POP.6569.FE | 24000 | 26000
OMNPopulation ages 60-64, female | Oman | OMN | Population ages 60-64, female | SP.POP.6064.FE | 32000 | 33000
OMNPopulation ages 60-64, male | Oman | OMN | Population ages 60-64, male | SP.POP.6064.MA | 53000 | 57000
OMNPopulation ages 70-74, female | Oman | OMN | Population ages 70-74, female | SP.POP.7074.FE | 16000 | 17000
OMNPopulation ages 70-74, male | Oman | OMN | Population ages 70-74, male | SP.POP.7074.MA | 11000 | 12000
OMNPopulation ages 75-79, female | Oman | OMN | Population ages 75-79, female | SP.POP.7579.FE | 12000 | 13000
OMNPopulation ages 75-79, male | Oman | OMN | Population ages 75-79, male | SP.POP.7579.MA | 12000 | 12000
OMNPopulation ages 80 and above, female | Oman | OMN | Population ages 80 and above, female | SP.POP.80UP.FE | 11000 | 11000
OMNPopulation ages 80 and above, male | Oman | OMN | Population ages 80 and above, male | SP.POP.80UP.MA | 9900 | 11000
OMNPopulation, male | Oman | OMN | Population, male | SP.POP.TOTL.MA.IN | 3284000 | 3370000
OMNPopulation, total | Oman | OMN | Population, total | SP.POP.TOTL | 4975000 | 5107000
OMNPopulation, female | Oman | OMN | Population, female | SP.POP.TOTL.FE.IN | 1691000 | 1736000
OMNPopulation growth (annual %) | Oman | OMN | Population growth (annual %) | SP.POP.GROW | 0 | 0
OSSPopulation ages 0-14, female | Other small states | OSS | Population ages 0-14, female | SP.POP.0014.FE.IN | 4601000 | 4660000
OSSPopulation ages 0-14, male | Other small states | OSS | Population ages 0-14, male | SP.POP.0014.MA.IN | 4726000 | 4784000
OSSPopulation ages 00-04, female | Other small states | OSS | Population ages 00-04, female | SP.POP.0004.FE | 1659900 | 1669800
OSSPopulation ages 00-04, male | Other small states | OSS | Population ages 00-04, male | SP.POP.0004.MA | 1702100 | 1714100
OSSPopulation ages 05-09, female | Other small states | OSS | Population ages 05-09, female | SP.POP.0509.FE | 1539800 | 1562800
OSSPopulation ages 05-09, male | Other small states | OSS | Population ages 05-09, male | SP.POP.0509.MA | 1583100 | 1605100
OSSPopulation ages 10-14, female | Other small states | OSS | Population ages 10-14, female | SP.POP.1014.FE | 1401500 | 1426600
OSSPopulation ages 10-14, male | Other small states | OSS | Population ages 10-14, male | SP.POP.1014.MA | 1436700 | 1465800
OSSPopulation ages 15-19, female | Other small states | OSS | Population ages 15-19, female | SP.POP.1519.FE | 1279100 | 1295100
OSSPopulation ages 15-19, male | Other small states | OSS | Population ages 15-19, male | SP.POP.1519.MA | 1346200 | 1350300
OSSPopulation ages 20-24, female | Other small states | OSS | Population ages 20-24, female | SP.POP.2024.FE | 1229000 | 1229300
OSSPopulation ages 20-24, male | Other small states | OSS | Population ages 20-24, male | SP.POP.2024.MA | 1482400 | 1459700
OSSPopulation ages 25-29, female | Other small states | OSS | Population ages 25-29, female | SP.POP.2529.FE | 1256800 | 1260700
OSSPopulation ages 25-29, male | Other small states | OSS | Population ages 25-29, male | SP.POP.2529.MA | 1761300 | 1791300
OSSPopulation ages 30-34, female | Other small states | OSS | Population ages 30-34, female | SP.POP.3034.FE | 1185200 | 1208200
OSSPopulation ages 30-34, male | Other small states | OSS | Population ages 30-34, male | SP.POP.3034.MA | 1682000 | 1749900
OSSPopulation ages 35-39, female | Other small states | OSS | Population ages 35-39, female | SP.POP.3539.FE | 1026500 | 1054500
OSSPopulation ages 35-39, male | Other small states | OSS | Population ages 35-39, male | SP.POP.3539.MA | 1332400 | 1382300
OSSPopulation ages 40-44, female | Other small states | OSS | Population ages 40-44, female | SP.POP.4044.FE | 836800 | 861900
OSSPopulation ages 40-44, male | Other small states | OSS | Population ages 40-44, male | SP.POP.4044.MA | 1061300 | 1085500
OSSPopulation ages 45-49, female | Other small states | OSS | Population ages 45-49, female | SP.POP.4549.FE | 694300 | 713400
OSSPopulation ages 45-49, male | Other small states | OSS | Population ages 45-49, male | SP.POP.4549.MA | 866500 | 891700
OSSPopulation ages 50-54, female | Other small states | OSS | Population ages 50-54, female | SP.POP.5054.FE | 589100 | 599300
OSSPopulation ages 50-54, male | Other small states | OSS | Population ages 50-54, male | SP.POP.5054.MA | 683900 | 703000
OSSPopulation ages 55-59, male | Other small states | OSS | Population ages 55-59, male | SP.POP.5559.MA | 550300 | 565000
OSSPopulation ages 55-59, female | Other small states | OSS | Population ages 55-59, female | SP.POP.5559.FE | 517400 | 527800
OSSPopulation ages 65-69, male | Other small states | OSS | Population ages 65-69, male | SP.POP.6569.MA | 303200 | 316800
OSSPopulation ages 65-69, female | Other small states | OSS | Population ages 65-69, female | SP.POP.6569.FE | 344800 | 355300
OSSPopulation ages 60-64, female | Other small states | OSS | Population ages 60-64, female | SP.POP.6064.FE | 433700 | 444300
OSSPopulation ages 60-64, male | Other small states | OSS | Population ages 60-64, male | SP.POP.6064.MA | 421700 | 433000
OSSPopulation ages 70-74, female | Other small states | OSS | Population ages 70-74, female | SP.POP.7074.FE | 249900 | 257800
OSSPopulation ages 70-74, male | Other small states | OSS | Population ages 70-74, male | SP.POP.7074.MA | 203600 | 212000
OSSPopulation ages 75-79, female | Other small states | OSS | Population ages 75-79, female | SP.POP.7579.FE | 183900 | 187600
OSSPopulation ages 75-79, male | Other small states | OSS | Population ages 75-79, male | SP.POP.7579.MA | 126100 | 130400
OSSPopulation ages 80 and above, female | Other small states | OSS | Population ages 80 and above, female | SP.POP.80UP.FE | 213300 | 217100
OSSPopulation ages 80 and above, male | Other small states | OSS | Population ages 80 and above, male | SP.POP.80UP.MA | 114700 | 115100
OSSPopulation, male | Other small states | OSS | Population, male | SP.POP.TOTL.MA.IN | 16659000 | 16966000
OSSPopulation, total | Other small states | OSS | Population, total | SP.POP.TOTL | 31331000 | 31882000
OSSPopulation, female | Other small states | OSS | Population, female | SP.POP.TOTL.FE.IN | 14639000 | 14883000
OSSPopulation growth (annual %) | Other small states | OSS | Population growth (annual %) | SP.POP.GROW | 1.8597 | 1.7586
PSSPopulation ages 0-14, female | Pacific island small states | PSS | Population ages 0-14, female | SP.POP.0014.FE.IN | 404000 | 408000
PSSPopulation ages 0-14, male | Pacific island small states | PSS | Population ages 0-14, male | SP.POP.0014.MA.IN | 431000 | 433000
PSSPopulation ages 00-04, female | Pacific island small states | PSS | Population ages 00-04, female | SP.POP.0004.FE | 145100 | 145300
PSSPopulation ages 00-04, male | Pacific island small states | PSS | Population ages 00-04, male | SP.POP.0004.MA | 154300 | 155400
PSSPopulation ages 05-09, female | Pacific island small states | PSS | Population ages 05-09, female | SP.POP.0509.FE | 136700 | 137500
PSSPopulation ages 05-09, male | Pacific island small states | PSS | Population ages 05-09, male | SP.POP.0509.MA | 144900 | 146000
PSSPopulation ages 10-14, female | Pacific island small states | PSS | Population ages 10-14, female | SP.POP.1014.FE | 122800 | 126100
PSSPopulation ages 10-14, male | Pacific island small states | PSS | Population ages 10-14, male | SP.POP.1014.MA | 131800 | 133200
PSSPopulation ages 15-19, female | Pacific island small states | PSS | Population ages 15-19, female | SP.POP.1519.FE | 108000 | 110400
PSSPopulation ages 15-19, male | Pacific island small states | PSS | Population ages 15-19, male | SP.POP.1519.MA | 115800 | 118000
PSSPopulation ages 20-24, female | Pacific island small states | PSS | Population ages 20-24, female | SP.POP.2024.FE | 99400 | 100500
PSSPopulation ages 20-24, male | Pacific island small states | PSS | Population ages 20-24, male | SP.POP.2024.MA | 106200 | 107300
PSSPopulation ages 25-29, female | Pacific island small states | PSS | Population ages 25-29, female | SP.POP.2529.FE | 92100 | 92500
PSSPopulation ages 25-29, male | Pacific island small states | PSS | Population ages 25-29, male | SP.POP.2529.MA | 94500 | 96000
PSSPopulation ages 30-34, female | Pacific island small states | PSS | Population ages 30-34, female | SP.POP.3034.FE | 83100 | 83300
PSSPopulation ages 30-34, male | Pacific island small states | PSS | Population ages 30-34, male | SP.POP.3034.MA | 83400 | 83900
PSSPopulation ages 35-39, female | Pacific island small states | PSS | Population ages 35-39, female | SP.POP.3539.FE | 77300 | 77800
PSSPopulation ages 35-39, male | Pacific island small states | PSS | Population ages 35-39, male | SP.POP.3539.MA | 76700 | 78100
PSSPopulation ages 40-44, female | Pacific island small states | PSS | Population ages 40-44, female | SP.POP.4044.FE | 67400 | 68800
PSSPopulation ages 40-44, male | Pacific island small states | PSS | Population ages 40-44, male | SP.POP.4044.MA | 68400 | 68800
PSSPopulation ages 45-49, female | Pacific island small states | PSS | Population ages 45-49, female | SP.POP.4549.FE | 57700 | 59100
PSSPopulation ages 45-49, male | Pacific island small states | PSS | Population ages 45-49, male | SP.POP.4549.MA | 59000 | 60100
PSSPopulation ages 50-54, female | Pacific island small states | PSS | Population ages 50-54, female | SP.POP.5054.FE | 51500 | 51700
PSSPopulation ages 50-54, male | Pacific island small states | PSS | Population ages 50-54, male | SP.POP.5054.MA | 52800 | 53100
PSSPopulation ages 55-59, male | Pacific island small states | PSS | Population ages 55-59, male | SP.POP.5559.MA | 44800 | 45800
PSSPopulation ages 55-59, female | Pacific island small states | PSS | Population ages 55-59, female | SP.POP.5559.FE | 44800 | 45600
PSSPopulation ages 65-69, male | Pacific island small states | PSS | Population ages 65-69, male | SP.POP.6569.MA | 22000 | 23500
PSSPopulation ages 65-69, female | Pacific island small states | PSS | Population ages 65-69, female | SP.POP.6569.FE | 24500 | 25000
PSSPopulation ages 60-64, female | Pacific island small states | PSS | Population ages 60-64, female | SP.POP.6064.FE | 34300 | 36200
PSSPopulation ages 60-64, male | Pacific island small states | PSS | Population ages 60-64, male | SP.POP.6064.MA | 33300 | 35000
PSSPopulation ages 70-74, female | Pacific island small states | PSS | Population ages 70-74, female | SP.POP.7074.FE | 17200 | 18000
PSSPopulation ages 70-74, male | Pacific island small states | PSS | Population ages 70-74, male | SP.POP.7074.MA | 14500 | 15100
PSSPopulation ages 75-79, female | Pacific island small states | PSS | Population ages 75-79, female | SP.POP.7579.FE | 10600 | 10900
PSSPopulation ages 75-79, male | Pacific island small states | PSS | Population ages 75-79, male | SP.POP.7579.MA | 7900 | 8200
PSSPopulation ages 80 and above, female | Pacific island small states | PSS | Population ages 80 and above, female | SP.POP.80UP.FE | 8100 | 8100
PSSPopulation ages 80 and above, male | Pacific island small states | PSS | Population ages 80 and above, male | SP.POP.80UP.MA | 6100 | 6100
PSSPopulation, male | Pacific island small states | PSS | Population, male | SP.POP.TOTL.MA.IN | 1214000 | 1232000
PSSPopulation, total | Pacific island small states | PSS | Population, total | SP.POP.TOTL | 2495000 | 2530000
PSSPopulation, female | Pacific island small states | PSS | Population, female | SP.POP.TOTL.FE.IN | 1179000 | 1198000
PSSPopulation growth (annual %) | Pacific island small states | PSS | Population growth (annual %) | SP.POP.GROW | 1.5314 | 1.4028
PAKPopulation ages 0-14, female | Pakistan | PAK | Population ages 0-14, female | SP.POP.0014.FE.IN | 36537000 | 37024000
PAKPopulation ages 0-14, male | Pakistan | PAK | Population ages 0-14, male | SP.POP.0014.MA.IN | 39379000 | 39890000
PAKPopulation ages 00-04, female | Pakistan | PAK | Population ages 00-04, female | SP.POP.0004.FE | 13309000 | 13454000
PAKPopulation ages 00-04, male | Pakistan | PAK | Population ages 00-04, male | SP.POP.0004.MA | 14359000 | 14509000
PAKPopulation ages 05-09, female | Pakistan | PAK | Population ages 05-09, female | SP.POP.0509.FE | 12091000 | 12273000
PAKPopulation ages 05-09, male | Pakistan | PAK | Population ages 05-09, male | SP.POP.0509.MA | 13016000 | 13226000
PAKPopulation ages 10-14, female | Pakistan | PAK | Population ages 10-14, female | SP.POP.1014.FE | 11137000 | 11297000
PAKPopulation ages 10-14, male | Pakistan | PAK | Population ages 10-14, male | SP.POP.1014.MA | 12004000 | 12155000
PAKPopulation ages 15-19, female | Pakistan | PAK | Population ages 15-19, female | SP.POP.1519.FE | 10440000 | 10533000
PAKPopulation ages 15-19, male | Pakistan | PAK | Population ages 15-19, male | SP.POP.1519.MA | 11334000 | 11443000
PAKPopulation ages 20-24, female | Pakistan | PAK | Population ages 20-24, female | SP.POP.2024.FE | 9949000 | 10030000
PAKPopulation ages 20-24, male | Pakistan | PAK | Population ages 20-24, male | SP.POP.2024.MA | 10615000 | 10742000
PAKPopulation ages 25-29, female | Pakistan | PAK | Population ages 25-29, female | SP.POP.2529.FE | 9176000 | 9337000
PAKPopulation ages 25-29, male | Pakistan | PAK | Population ages 25-29, male | SP.POP.2529.MA | 9637000 | 9821000
PAKPopulation ages 30-34, female | Pakistan | PAK | Population ages 30-34, female | SP.POP.3034.FE | 7978000 | 8221000
PAKPopulation ages 30-34, male | Pakistan | PAK | Population ages 30-34, male | SP.POP.3034.MA | 8345000 | 8597000
PAKPopulation ages 35-39, female | Pakistan | PAK | Population ages 35-39, female | SP.POP.3539.FE | 6619000 | 6853000
PAKPopulation ages 35-39, male | Pakistan | PAK | Population ages 35-39, male | SP.POP.3539.MA | 6901000 | 7144000
PAKPopulation ages 40-44, female | Pakistan | PAK | Population ages 40-44, female | SP.POP.4044.FE | 5501000 | 5693000
PAKPopulation ages 40-44, male | Pakistan | PAK | Population ages 40-44, male | SP.POP.4044.MA | 5725000 | 5923000
PAKPopulation ages 45-49, female | Pakistan | PAK | Population ages 45-49, female | SP.POP.4549.FE | 4594000 | 4728000
PAKPopulation ages 45-49, male | Pakistan | PAK | Population ages 45-49, male | SP.POP.4549.MA | 4766000 | 4905000
PAKPopulation ages 50-54, female | Pakistan | PAK | Population ages 50-54, female | SP.POP.5054.FE | 3954000 | 4054000
PAKPopulation ages 50-54, male | Pakistan | PAK | Population ages 50-54, male | SP.POP.5054.MA | 4073000 | 4177000
PAKPopulation ages 55-59, male | Pakistan | PAK | Population ages 55-59, male | SP.POP.5559.MA | 3371000 | 3486000
PAKPopulation ages 55-59, female | Pakistan | PAK | Population ages 55-59, female | SP.POP.5559.FE | 3291000 | 3406000
PAKPopulation ages 65-69, male | Pakistan | PAK | Population ages 65-69, male | SP.POP.6569.MA | 1754000 | 1821000
PAKPopulation ages 65-69, female | Pakistan | PAK | Population ages 65-69, female | SP.POP.6569.FE | 1729000 | 1802000
PAKPopulation ages 60-64, female | Pakistan | PAK | Population ages 60-64, female | SP.POP.6064.FE | 2483000 | 2613000
PAKPopulation ages 60-64, male | Pakistan | PAK | Population ages 60-64, male | SP.POP.6064.MA | 2534000 | 2666000
PAKPopulation ages 70-74, female | Pakistan | PAK | Population ages 70-74, female | SP.POP.7074.FE | 1307000 | 1334000
PAKPopulation ages 70-74, male | Pakistan | PAK | Population ages 70-74, male | SP.POP.7074.MA | 1353000 | 1372000
PAKPopulation ages 75-79, female | Pakistan | PAK | Population ages 75-79, female | SP.POP.7579.FE | 886000 | 914000
PAKPopulation ages 75-79, male | Pakistan | PAK | Population ages 75-79, male | SP.POP.7579.MA | 918000 | 940000
PAKPopulation ages 80 and above, female | Pakistan | PAK | Population ages 80 and above, female | SP.POP.80UP.FE | 672000 | 679000
PAKPopulation ages 80 and above, male | Pakistan | PAK | Population ages 80 and above, male | SP.POP.80UP.MA | 741000 | 744000
PAKPopulation, male | Pakistan | PAK | Population, male | SP.POP.TOTL.MA.IN | 111448000 | 113672000
PAKPopulation, total | Pakistan | PAK | Population, total | SP.POP.TOTL | 216565000 | 220892000
PAKPopulation, female | Pakistan | PAK | Population, female | SP.POP.TOTL.FE.IN | 105118000 | 107220000
PAKPopulation growth (annual %) | Pakistan | PAK | Population growth (annual %) | SP.POP.GROW | 0 | 0
PLWPopulation ages 0-14, female | Palau | PLW | Population ages 0-14, female | SP.POP.0014.FE.IN | 0 | 0
PLWPopulation ages 0-14, male | Palau | PLW | Population ages 0-14, male | SP.POP.0014.MA.IN | 0 | 0
PLWPopulation ages 00-04, female | Palau | PLW | Population ages 00-04, female | SP.POP.0004.FE | 0 | 0
PLWPopulation ages 00-04, male | Palau | PLW | Population ages 00-04, male | SP.POP.0004.MA | 0 | 0
PLWPopulation ages 05-09, female | Palau | PLW | Population ages 05-09, female | SP.POP.0509.FE | 0 | 0
PLWPopulation ages 05-09, male | Palau | PLW | Population ages 05-09, male | SP.POP.0509.MA | 0 | 0
PLWPopulation ages 10-14, female | Palau | PLW | Population ages 10-14, female | SP.POP.1014.FE | 0 | 0
PLWPopulation ages 10-14, male | Palau | PLW | Population ages 10-14, male | SP.POP.1014.MA | 0 | 0
PLWPopulation ages 15-19, female | Palau | PLW | Population ages 15-19, female | SP.POP.1519.FE | 0 | 0
PLWPopulation ages 15-19, male | Palau | PLW | Population ages 15-19, male | SP.POP.1519.MA | 0 | 0
PLWPopulation ages 20-24, female | Palau | PLW | Population ages 20-24, female | SP.POP.2024.FE | 0 | 0
PLWPopulation ages 20-24, male | Palau | PLW | Population ages 20-24, male | SP.POP.2024.MA | 0 | 0
PLWPopulation ages 25-29, female | Palau | PLW | Population ages 25-29, female | SP.POP.2529.FE | 0 | 0
PLWPopulation ages 25-29, male | Palau | PLW | Population ages 25-29, male | SP.POP.2529.MA | 0 | 0
PLWPopulation ages 30-34, female | Palau | PLW | Population ages 30-34, female | SP.POP.3034.FE | 0 | 0
PLWPopulation ages 30-34, male | Palau | PLW | Population ages 30-34, male | SP.POP.3034.MA | 0 | 0
PLWPopulation ages 35-39, female | Palau | PLW | Population ages 35-39, female | SP.POP.3539.FE | 0 | 0
PLWPopulation ages 35-39, male | Palau | PLW | Population ages 35-39, male | SP.POP.3539.MA | 0 | 0
PLWPopulation ages 40-44, female | Palau | PLW | Population ages 40-44, female | SP.POP.4044.FE | 0 | 0
PLWPopulation ages 40-44, male | Palau | PLW | Population ages 40-44, male | SP.POP.4044.MA | 0 | 0
PLWPopulation ages 45-49, female | Palau | PLW | Population ages 45-49, female | SP.POP.4549.FE | 0 | 0
PLWPopulation ages 45-49, male | Palau | PLW | Population ages 45-49, male | SP.POP.4549.MA | 0 | 0
PLWPopulation ages 50-54, female | Palau | PLW | Population ages 50-54, female | SP.POP.5054.FE | 0 | 0
PLWPopulation ages 50-54, male | Palau | PLW | Population ages 50-54, male | SP.POP.5054.MA | 0 | 0
PLWPopulation ages 55-59, male | Palau | PLW | Population ages 55-59, male | SP.POP.5559.MA | 0 | 0
PLWPopulation ages 55-59, female | Palau | PLW | Population ages 55-59, female | SP.POP.5559.FE | 0 | 0
PLWPopulation ages 65-69, male | Palau | PLW | Population ages 65-69, male | SP.POP.6569.MA | 0 | 0
PLWPopulation ages 65-69, female | Palau | PLW | Population ages 65-69, female | SP.POP.6569.FE | 0 | 0
PLWPopulation ages 60-64, female | Palau | PLW | Population ages 60-64, female | SP.POP.6064.FE | 0 | 0
PLWPopulation ages 60-64, male | Palau | PLW | Population ages 60-64, male | SP.POP.6064.MA | 0 | 0
PLWPopulation ages 70-74, female | Palau | PLW | Population ages 70-74, female | SP.POP.7074.FE | 0 | 0
PLWPopulation ages 70-74, male | Palau | PLW | Population ages 70-74, male | SP.POP.7074.MA | 0 | 0
PLWPopulation ages 75-79, female | Palau | PLW | Population ages 75-79, female | SP.POP.7579.FE | 0 | 0
PLWPopulation ages 75-79, male | Palau | PLW | Population ages 75-79, male | SP.POP.7579.MA | 0 | 0
PLWPopulation ages 80 and above, female | Palau | PLW | Population ages 80 and above, female | SP.POP.80UP.FE | 0 | 0
PLWPopulation ages 80 and above, male | Palau | PLW | Population ages 80 and above, male | SP.POP.80UP.MA | 0 | 0
PLWPopulation, male | Palau | PLW | Population, male | SP.POP.TOTL.MA.IN | 0 | 0
PLWPopulation, total | Palau | PLW | Population, total | SP.POP.TOTL | 18000 | 18000
PLWPopulation, female | Palau | PLW | Population, female | SP.POP.TOTL.FE.IN | 0 | 0
PLWPopulation growth (annual %) | Palau | PLW | Population growth (annual %) | SP.POP.GROW | 0 | 0
PANPopulation ages 0-14, female | Panama | PAN | Population ages 0-14, female | SP.POP.0014.FE.IN | 556000 | 559000
PANPopulation ages 0-14, male | Panama | PAN | Population ages 0-14, male | SP.POP.0014.MA.IN | 581000 | 584000
PANPopulation ages 00-04, female | Panama | PAN | Population ages 00-04, female | SP.POP.0004.FE | 190000 | 190000
PANPopulation ages 00-04, male | Panama | PAN | Population ages 00-04, male | SP.POP.0004.MA | 199000 | 199000
PANPopulation ages 05-09, female | Panama | PAN | Population ages 05-09, female | SP.POP.0509.FE | 187000 | 188000
PANPopulation ages 05-09, male | Panama | PAN | Population ages 05-09, male | SP.POP.0509.MA | 195000 | 196000
PANPopulation ages 10-14, female | Panama | PAN | Population ages 10-14, female | SP.POP.1014.FE | 179000 | 181000
PANPopulation ages 10-14, male | Panama | PAN | Population ages 10-14, male | SP.POP.1014.MA | 187000 | 189000
PANPopulation ages 15-19, female | Panama | PAN | Population ages 15-19, female | SP.POP.1519.FE | 174000 | 175000
PANPopulation ages 15-19, male | Panama | PAN | Population ages 15-19, male | SP.POP.1519.MA | 180000 | 182000
PANPopulation ages 20-24, female | Panama | PAN | Population ages 20-24, female | SP.POP.2024.FE | 170000 | 172000
PANPopulation ages 20-24, male | Panama | PAN | Population ages 20-24, male | SP.POP.2024.MA | 174000 | 177000
PANPopulation ages 25-29, female | Panama | PAN | Population ages 25-29, female | SP.POP.2529.FE | 161000 | 163000
PANPopulation ages 25-29, male | Panama | PAN | Population ages 25-29, male | SP.POP.2529.MA | 164000 | 166000
PANPopulation ages 30-34, female | Panama | PAN | Population ages 30-34, female | SP.POP.3034.FE | 156000 | 158000
PANPopulation ages 30-34, male | Panama | PAN | Population ages 30-34, male | SP.POP.3034.MA | 158000 | 159000
PANPopulation ages 35-39, female | Panama | PAN | Population ages 35-39, female | SP.POP.3539.FE | 148000 | 150000
PANPopulation ages 35-39, male | Panama | PAN | Population ages 35-39, male | SP.POP.3539.MA | 150000 | 152000
PANPopulation ages 40-44, female | Panama | PAN | Population ages 40-44, female | SP.POP.4044.FE | 142000 | 144000
PANPopulation ages 40-44, male | Panama | PAN | Population ages 40-44, male | SP.POP.4044.MA | 142000 | 144000
PANPopulation ages 45-49, female | Panama | PAN | Population ages 45-49, female | SP.POP.4549.FE | 132000 | 134000
PANPopulation ages 45-49, male | Panama | PAN | Population ages 45-49, male | SP.POP.4549.MA | 131000 | 134000
PANPopulation ages 50-54, female | Panama | PAN | Population ages 50-54, female | SP.POP.5054.FE | 115000 | 118000
PANPopulation ages 50-54, male | Panama | PAN | Population ages 50-54, male | SP.POP.5054.MA | 113000 | 117000
PANPopulation ages 55-59, male | Panama | PAN | Population ages 55-59, male | SP.POP.5559.MA | 94000 | 98000
PANPopulation ages 55-59, female | Panama | PAN | Population ages 55-59, female | SP.POP.5559.FE | 97000 | 101000
PANPopulation ages 65-69, male | Panama | PAN | Population ages 65-69, male | SP.POP.6569.MA | 56000 | 59000
PANPopulation ages 65-69, female | Panama | PAN | Population ages 65-69, female | SP.POP.6569.FE | 61000 | 64000
PANPopulation ages 60-64, female | Panama | PAN | Population ages 60-64, female | SP.POP.6064.FE | 79000 | 82000
PANPopulation ages 60-64, male | Panama | PAN | Population ages 60-64, male | SP.POP.6064.MA | 75000 | 78000
PANPopulation ages 70-74, female | Panama | PAN | Population ages 70-74, female | SP.POP.7074.FE | 46000 | 48000
PANPopulation ages 70-74, male | Panama | PAN | Population ages 70-74, male | SP.POP.7074.MA | 41000 | 43000
PANPopulation ages 75-79, female | Panama | PAN | Population ages 75-79, female | SP.POP.7579.FE | 34000 | 36000
PANPopulation ages 75-79, male | Panama | PAN | Population ages 75-79, male | SP.POP.7579.MA | 29000 | 31000
PANPopulation ages 80 and above, female | Panama | PAN | Population ages 80 and above, female | SP.POP.80UP.FE | 47000 | 49000
PANPopulation ages 80 and above, male | Panama | PAN | Population ages 80 and above, male | SP.POP.80UP.MA | 37000 | 38000
PANPopulation, male | Panama | PAN | Population, male | SP.POP.TOTL.MA.IN | 2126000 | 2160000
PANPopulation, total | Panama | PAN | Population, total | SP.POP.TOTL | 4246000 | 4315000
PANPopulation, female | Panama | PAN | Population, female | SP.POP.TOTL.FE.IN | 2120000 | 2155000
PANPopulation growth (annual %) | Panama | PAN | Population growth (annual %) | SP.POP.GROW | 0 | 0
PNGPopulation ages 0-14, female | Papua New Guinea | PNG | Population ages 0-14, female | SP.POP.0014.FE.IN | 1505000 | 1520000
PNGPopulation ages 0-14, male | Papua New Guinea | PNG | Population ages 0-14, male | SP.POP.0014.MA.IN | 1609000 | 1625000
PNGPopulation ages 00-04, female | Papua New Guinea | PNG | Population ages 00-04, female | SP.POP.0004.FE | 529000 | 535000
PNGPopulation ages 00-04, male | Papua New Guinea | PNG | Population ages 00-04, male | SP.POP.0004.MA | 567000 | 573000
PNGPopulation ages 05-09, female | Papua New Guinea | PNG | Population ages 05-09, female | SP.POP.0509.FE | 501000 | 504000
PNGPopulation ages 05-09, male | Papua New Guinea | PNG | Population ages 05-09, male | SP.POP.0509.MA | 535000 | 539000
PNGPopulation ages 10-14, female | Papua New Guinea | PNG | Population ages 10-14, female | SP.POP.1014.FE | 476000 | 481000
PNGPopulation ages 10-14, male | Papua New Guinea | PNG | Population ages 10-14, male | SP.POP.1014.MA | 507000 | 513000
PNGPopulation ages 15-19, female | Papua New Guinea | PNG | Population ages 15-19, female | SP.POP.1519.FE | 441000 | 447000
PNGPopulation ages 15-19, male | Papua New Guinea | PNG | Population ages 15-19, male | SP.POP.1519.MA | 469000 | 476000
PNGPopulation ages 20-24, female | Papua New Guinea | PNG | Population ages 20-24, female | SP.POP.2024.FE | 397000 | 407000
PNGPopulation ages 20-24, male | Papua New Guinea | PNG | Population ages 20-24, male | SP.POP.2024.MA | 419000 | 430000
PNGPopulation ages 25-29, female | Papua New Guinea | PNG | Population ages 25-29, female | SP.POP.2529.FE | 341000 | 350000
PNGPopulation ages 25-29, male | Papua New Guinea | PNG | Population ages 25-29, male | SP.POP.2529.MA | 358000 | 368000
PNGPopulation ages 30-34, female | Papua New Guinea | PNG | Population ages 30-34, female | SP.POP.3034.FE | 306000 | 311000
PNGPopulation ages 30-34, male | Papua New Guinea | PNG | Population ages 30-34, male | SP.POP.3034.MA | 320000 | 325000
PNGPopulation ages 35-39, female | Papua New Guinea | PNG | Population ages 35-39, female | SP.POP.3539.FE | 281000 | 286000
PNGPopulation ages 35-39, male | Papua New Guinea | PNG | Population ages 35-39, male | SP.POP.3539.MA | 293000 | 298000
PNGPopulation ages 40-44, female | Papua New Guinea | PNG | Population ages 40-44, female | SP.POP.4044.FE | 244000 | 250000
PNGPopulation ages 40-44, male | Papua New Guinea | PNG | Population ages 40-44, male | SP.POP.4044.MA | 253000 | 260000
PNGPopulation ages 45-49, female | Papua New Guinea | PNG | Population ages 45-49, female | SP.POP.4549.FE | 204000 | 211000
PNGPopulation ages 45-49, male | Papua New Guinea | PNG | Population ages 45-49, male | SP.POP.4549.MA | 210000 | 217000
PNGPopulation ages 50-54, female | Papua New Guinea | PNG | Population ages 50-54, female | SP.POP.5054.FE | 168000 | 174000
PNGPopulation ages 50-54, male | Papua New Guinea | PNG | Population ages 50-54, male | SP.POP.5054.MA | 169000 | 175000
PNGPopulation ages 55-59, male | Papua New Guinea | PNG | Population ages 55-59, male | SP.POP.5559.MA | 134000 | 138000
PNGPopulation ages 55-59, female | Papua New Guinea | PNG | Population ages 55-59, female | SP.POP.5559.FE | 137000 | 142000
PNGPopulation ages 65-69, male | Papua New Guinea | PNG | Population ages 65-69, male | SP.POP.6569.MA | 70000 | 73000
PNGPopulation ages 65-69, female | Papua New Guinea | PNG | Population ages 65-69, female | SP.POP.6569.FE | 78000 | 82000
PNGPopulation ages 60-64, female | Papua New Guinea | PNG | Population ages 60-64, female | SP.POP.6064.FE | 109000 | 112000
PNGPopulation ages 60-64, male | Papua New Guinea | PNG | Population ages 60-64, male | SP.POP.6064.MA | 101000 | 105000
PNGPopulation ages 70-74, female | Papua New Guinea | PNG | Population ages 70-74, female | SP.POP.7074.FE | 45000 | 48000
PNGPopulation ages 70-74, male | Papua New Guinea | PNG | Population ages 70-74, male | SP.POP.7074.MA | 40000 | 42000
PNGPopulation ages 75-79, female | Papua New Guinea | PNG | Population ages 75-79, female | SP.POP.7579.FE | 24000 | 25000
PNGPopulation ages 75-79, male | Papua New Guinea | PNG | Population ages 75-79, male | SP.POP.7579.MA | 21000 | 22000
PNGPopulation ages 80 and above, female | Papua New Guinea | PNG | Population ages 80 and above, female | SP.POP.80UP.FE | 16000 | 15000
PNGPopulation ages 80 and above, male | Papua New Guinea | PNG | Population ages 80 and above, male | SP.POP.80UP.MA | 13000 | 13000
PNGPopulation, male | Papua New Guinea | PNG | Population, male | SP.POP.TOTL.MA.IN | 4480000 | 4568000
PNGPopulation, total | Papua New Guinea | PNG | Population, total | SP.POP.TOTL | 8776000 | 8947000
PNGPopulation, female | Papua New Guinea | PNG | Population, female | SP.POP.TOTL.FE.IN | 4296000 | 4379000
PNGPopulation growth (annual %) | Papua New Guinea | PNG | Population growth (annual %) | SP.POP.GROW | 0 | 0
PRYPopulation ages 0-14, female | Paraguay | PRY | Population ages 0-14, female | SP.POP.0014.FE.IN | 1005000 | 1007000
PRYPopulation ages 0-14, male | Paraguay | PRY | Population ages 0-14, male | SP.POP.0014.MA.IN | 1051000 | 1053000
PRYPopulation ages 00-04, female | Paraguay | PRY | Population ages 00-04, female | SP.POP.0004.FE | 341000 | 342000
PRYPopulation ages 00-04, male | Paraguay | PRY | Population ages 00-04, male | SP.POP.0004.MA | 357000 | 359000
PRYPopulation ages 05-09, female | Paraguay | PRY | Population ages 05-09, female | SP.POP.0509.FE | 334000 | 334000
PRYPopulation ages 05-09, male | Paraguay | PRY | Population ages 05-09, male | SP.POP.0509.MA | 349000 | 349000
PRYPopulation ages 10-14, female | Paraguay | PRY | Population ages 10-14, female | SP.POP.1014.FE | 330000 | 331000
PRYPopulation ages 10-14, male | Paraguay | PRY | Population ages 10-14, male | SP.POP.1014.MA | 345000 | 346000
PRYPopulation ages 15-19, female | Paraguay | PRY | Population ages 15-19, female | SP.POP.1519.FE | 324000 | 322000
PRYPopulation ages 15-19, male | Paraguay | PRY | Population ages 15-19, male | SP.POP.1519.MA | 339000 | 337000
PRYPopulation ages 20-24, female | Paraguay | PRY | Population ages 20-24, female | SP.POP.2024.FE | 332000 | 331000
PRYPopulation ages 20-24, male | Paraguay | PRY | Population ages 20-24, male | SP.POP.2024.MA | 347000 | 346000
PRYPopulation ages 25-29, female | Paraguay | PRY | Population ages 25-29, female | SP.POP.2529.FE | 312000 | 315000
PRYPopulation ages 25-29, male | Paraguay | PRY | Population ages 25-29, male | SP.POP.2529.MA | 326000 | 328000
PRYPopulation ages 30-34, female | Paraguay | PRY | Population ages 30-34, female | SP.POP.3034.FE | 287000 | 291000
PRYPopulation ages 30-34, male | Paraguay | PRY | Population ages 30-34, male | SP.POP.3034.MA | 299000 | 304000
PRYPopulation ages 35-39, female | Paraguay | PRY | Population ages 35-39, female | SP.POP.3539.FE | 243000 | 251000
PRYPopulation ages 35-39, male | Paraguay | PRY | Population ages 35-39, male | SP.POP.3539.MA | 255000 | 263000
PRYPopulation ages 40-44, female | Paraguay | PRY | Population ages 40-44, female | SP.POP.4044.FE | 190000 | 198000
PRYPopulation ages 40-44, male | Paraguay | PRY | Population ages 40-44, male | SP.POP.4044.MA | 200000 | 209000
PRYPopulation ages 45-49, female | Paraguay | PRY | Population ages 45-49, female | SP.POP.4549.FE | 154000 | 157000
PRYPopulation ages 45-49, male | Paraguay | PRY | Population ages 45-49, male | SP.POP.4549.MA | 160000 | 164000
PRYPopulation ages 50-54, female | Paraguay | PRY | Population ages 50-54, female | SP.POP.5054.FE | 143000 | 144000
PRYPopulation ages 50-54, male | Paraguay | PRY | Population ages 50-54, male | SP.POP.5054.MA | 146000 | 147000
PRYPopulation ages 55-59, male | Paraguay | PRY | Population ages 55-59, male | SP.POP.5559.MA | 128000 | 130000
PRYPopulation ages 55-59, female | Paraguay | PRY | Population ages 55-59, female | SP.POP.5559.FE | 125000 | 128000
PRYPopulation ages 65-69, male | Paraguay | PRY | Population ages 65-69, male | SP.POP.6569.MA | 88000 | 91000
PRYPopulation ages 65-69, female | Paraguay | PRY | Population ages 65-69, female | SP.POP.6569.FE | 87000 | 91000
PRYPopulation ages 60-64, female | Paraguay | PRY | Population ages 60-64, female | SP.POP.6064.FE | 107000 | 109000
PRYPopulation ages 60-64, male | Paraguay | PRY | Population ages 60-64, male | SP.POP.6064.MA | 109000 | 111000
PRYPopulation ages 70-74, female | Paraguay | PRY | Population ages 70-74, female | SP.POP.7074.FE | 62000 | 65000
PRYPopulation ages 70-74, male | Paraguay | PRY | Population ages 70-74, male | SP.POP.7074.MA | 59000 | 62000
PRYPopulation ages 75-79, female | Paraguay | PRY | Population ages 75-79, female | SP.POP.7579.FE | 44000 | 46000
PRYPopulation ages 75-79, male | Paraguay | PRY | Population ages 75-79, male | SP.POP.7579.MA | 39000 | 41000
PRYPopulation ages 80 and above, female | Paraguay | PRY | Population ages 80 and above, female | SP.POP.80UP.FE | 50000 | 52000
PRYPopulation ages 80 and above, male | Paraguay | PRY | Population ages 80 and above, male | SP.POP.80UP.MA | 37000 | 39000
PRYPopulation, male | Paraguay | PRY | Population, male | SP.POP.TOTL.MA.IN | 3581000 | 3624000
PRYPopulation, total | Paraguay | PRY | Population, total | SP.POP.TOTL | 7045000 | 7133000
PRYPopulation, female | Paraguay | PRY | Population, female | SP.POP.TOTL.FE.IN | 3464000 | 3508000
PRYPopulation growth (annual %) | Paraguay | PRY | Population growth (annual %) | SP.POP.GROW | 0 | 0
PERPopulation ages 0-14, female | Peru | PER | Population ages 0-14, female | SP.POP.0014.FE.IN | 4084000 | 4057000
PERPopulation ages 0-14, male | Peru | PER | Population ages 0-14, male | SP.POP.0014.MA.IN | 4127000 | 4085000
PERPopulation ages 00-04, female | Peru | PER | Population ages 00-04, female | SP.POP.0004.FE | 1372000 | 1383000
PERPopulation ages 00-04, male | Peru | PER | Population ages 00-04, male | SP.POP.0004.MA | 1438000 | 1450000
PERPopulation ages 05-09, female | Peru | PER | Population ages 05-09, female | SP.POP.0509.FE | 1336000 | 1303000
PERPopulation ages 05-09, male | Peru | PER | Population ages 05-09, male | SP.POP.0509.MA | 1343000 | 1309000
PERPopulation ages 10-14, female | Peru | PER | Population ages 10-14, female | SP.POP.1014.FE | 1375000 | 1370000
PERPopulation ages 10-14, male | Peru | PER | Population ages 10-14, male | SP.POP.1014.MA | 1346000 | 1326000
PERPopulation ages 15-19, female | Peru | PER | Population ages 15-19, female | SP.POP.1519.FE | 1285000 | 1257000
PERPopulation ages 15-19, male | Peru | PER | Population ages 15-19, male | SP.POP.1519.MA | 1220000 | 1182000
PERPopulation ages 20-24, female | Peru | PER | Population ages 20-24, female | SP.POP.2024.FE | 1401000 | 1399000
PERPopulation ages 20-24, male | Peru | PER | Population ages 20-24, male | SP.POP.2024.MA | 1268000 | 1209000
PERPopulation ages 25-29, female | Peru | PER | Population ages 25-29, female | SP.POP.2529.FE | 1377000 | 1406000
PERPopulation ages 25-29, male | Peru | PER | Population ages 25-29, male | SP.POP.2529.MA | 1379000 | 1361000
PERPopulation ages 30-34, female | Peru | PER | Population ages 30-34, female | SP.POP.3034.FE | 1283000 | 1320000
PERPopulation ages 30-34, male | Peru | PER | Population ages 30-34, male | SP.POP.3034.MA | 1337000 | 1373000
PERPopulation ages 35-39, female | Peru | PER | Population ages 35-39, female | SP.POP.3539.FE | 1193000 | 1229000
PERPopulation ages 35-39, male | Peru | PER | Population ages 35-39, male | SP.POP.3539.MA | 1255000 | 1309000
PERPopulation ages 40-44, female | Peru | PER | Population ages 40-44, female | SP.POP.4044.FE | 1091000 | 1120000
PERPopulation ages 40-44, male | Peru | PER | Population ages 40-44, male | SP.POP.4044.MA | 1125000 | 1181000
PERPopulation ages 45-49, female | Peru | PER | Population ages 45-49, female | SP.POP.4549.FE | 979000 | 998000
PERPopulation ages 45-49, male | Peru | PER | Population ages 45-49, male | SP.POP.4549.MA | 997000 | 1048000
PERPopulation ages 50-54, female | Peru | PER | Population ages 50-54, female | SP.POP.5054.FE | 870000 | 892000
PERPopulation ages 50-54, male | Peru | PER | Population ages 50-54, male | SP.POP.5054.MA | 855000 | 900000
PERPopulation ages 55-59, male | Peru | PER | Population ages 55-59, male | SP.POP.5559.MA | 720000 | 758000
PERPopulation ages 55-59, female | Peru | PER | Population ages 55-59, female | SP.POP.5559.FE | 740000 | 764000
PERPopulation ages 65-69, male | Peru | PER | Population ages 65-69, male | SP.POP.6569.MA | 472000 | 501000
PERPopulation ages 65-69, female | Peru | PER | Population ages 65-69, female | SP.POP.6569.FE | 502000 | 528000
PERPopulation ages 60-64, female | Peru | PER | Population ages 60-64, female | SP.POP.6064.FE | 611000 | 630000
PERPopulation ages 60-64, male | Peru | PER | Population ages 60-64, male | SP.POP.6064.MA | 588000 | 617000
PERPopulation ages 70-74, female | Peru | PER | Population ages 70-74, female | SP.POP.7074.FE | 359000 | 379000
PERPopulation ages 70-74, male | Peru | PER | Population ages 70-74, male | SP.POP.7074.MA | 329000 | 353000
PERPopulation ages 75-79, female | Peru | PER | Population ages 75-79, female | SP.POP.7579.FE | 268000 | 280000
PERPopulation ages 75-79, male | Peru | PER | Population ages 75-79, male | SP.POP.7579.MA | 233000 | 244000
PERPopulation ages 80 and above, female | Peru | PER | Population ages 80 and above, female | SP.POP.80UP.FE | 320000 | 334000
PERPopulation ages 80 and above, male | Peru | PER | Population ages 80 and above, male | SP.POP.80UP.MA | 245000 | 258000
PERPopulation, male | Peru | PER | Population, male | SP.POP.TOTL.MA.IN | 16148000 | 16379000
PERPopulation, total | Peru | PER | Population, total | SP.POP.TOTL | 32510000 | 32972000
PERPopulation, female | Peru | PER | Population, female | SP.POP.TOTL.FE.IN | 16362000 | 16593000
PERPopulation growth (annual %) | Peru | PER | Population growth (annual %) | SP.POP.GROW | 0 | 0
PHLPopulation ages 0-14, female | Philippines | PHL | Population ages 0-14, female | SP.POP.0014.FE.IN | 16056000 | 16046000
PHLPopulation ages 0-14, male | Philippines | PHL | Population ages 0-14, male | SP.POP.0014.MA.IN | 16894000 | 16875000
PHLPopulation ages 00-04, female | Philippines | PHL | Population ages 00-04, female | SP.POP.0004.FE | 5241000 | 5166000
PHLPopulation ages 00-04, male | Philippines | PHL | Population ages 00-04, male | SP.POP.0004.MA | 5535000 | 5451000
PHLPopulation ages 05-09, female | Philippines | PHL | Population ages 05-09, female | SP.POP.0509.FE | 5542000 | 5552000
PHLPopulation ages 05-09, male | Philippines | PHL | Population ages 05-09, male | SP.POP.0509.MA | 5821000 | 5846000
PHLPopulation ages 10-14, female | Philippines | PHL | Population ages 10-14, female | SP.POP.1014.FE | 5273000 | 5329000
PHLPopulation ages 10-14, male | Philippines | PHL | Population ages 10-14, male | SP.POP.1014.MA | 5538000 | 5578000
PHLPopulation ages 15-19, female | Philippines | PHL | Population ages 15-19, female | SP.POP.1519.FE | 5029000 | 5055000
PHLPopulation ages 15-19, male | Philippines | PHL | Population ages 15-19, male | SP.POP.1519.MA | 5384000 | 5408000
PHLPopulation ages 20-24, female | Philippines | PHL | Population ages 20-24, female | SP.POP.2024.FE | 4896000 | 4913000
PHLPopulation ages 20-24, male | Philippines | PHL | Population ages 20-24, male | SP.POP.2024.MA | 5150000 | 5192000
PHLPopulation ages 25-29, female | Philippines | PHL | Population ages 25-29, female | SP.POP.2529.FE | 4590000 | 4672000
PHLPopulation ages 25-29, male | Philippines | PHL | Population ages 25-29, male | SP.POP.2529.MA | 4711000 | 4808000
PHLPopulation ages 30-34, female | Philippines | PHL | Population ages 30-34, female | SP.POP.3034.FE | 3983000 | 4080000
PHLPopulation ages 30-34, male | Philippines | PHL | Population ages 30-34, male | SP.POP.3034.MA | 4062000 | 4167000
PHLPopulation ages 35-39, female | Philippines | PHL | Population ages 35-39, female | SP.POP.3539.FE | 3544000 | 3610000
PHLPopulation ages 35-39, male | Philippines | PHL | Population ages 35-39, male | SP.POP.3539.MA | 3581000 | 3645000
PHLPopulation ages 40-44, female | Philippines | PHL | Population ages 40-44, female | SP.POP.4044.FE | 3192000 | 3255000
PHLPopulation ages 40-44, male | Philippines | PHL | Population ages 40-44, male | SP.POP.4044.MA | 3237000 | 3297000
PHLPopulation ages 45-49, female | Philippines | PHL | Population ages 45-49, female | SP.POP.4549.FE | 2825000 | 2876000
PHLPopulation ages 45-49, male | Philippines | PHL | Population ages 45-49, male | SP.POP.4549.MA | 2833000 | 2884000
PHLPopulation ages 50-54, female | Philippines | PHL | Population ages 50-54, female | SP.POP.5054.FE | 2521000 | 2578000
PHLPopulation ages 50-54, male | Philippines | PHL | Population ages 50-54, male | SP.POP.5054.MA | 2483000 | 2539000
PHLPopulation ages 55-59, male | Philippines | PHL | Population ages 55-59, male | SP.POP.5559.MA | 2016000 | 2076000
PHLPopulation ages 55-59, female | Philippines | PHL | Population ages 55-59, female | SP.POP.5559.FE | 2112000 | 2174000
PHLPopulation ages 65-69, male | Philippines | PHL | Population ages 65-69, male | SP.POP.6569.MA | 1083000 | 1137000
PHLPopulation ages 65-69, female | Philippines | PHL | Population ages 65-69, female | SP.POP.6569.FE | 1286000 | 1349000
PHLPopulation ages 60-64, female | Philippines | PHL | Population ages 60-64, female | SP.POP.6064.FE | 1715000 | 1778000
PHLPopulation ages 60-64, male | Philippines | PHL | Population ages 60-64, male | SP.POP.6064.MA | 1557000 | 1615000
PHLPopulation ages 70-74, female | Philippines | PHL | Population ages 70-74, female | SP.POP.7074.FE | 896000 | 952000
PHLPopulation ages 70-74, male | Philippines | PHL | Population ages 70-74, male | SP.POP.7074.MA | 668000 | 710000
PHLPopulation ages 75-79, female | Philippines | PHL | Population ages 75-79, female | SP.POP.7579.FE | 567000 | 597000
PHLPopulation ages 75-79, male | Philippines | PHL | Population ages 75-79, male | SP.POP.7579.MA | 364000 | 381000
PHLPopulation ages 80 and above, female | Philippines | PHL | Population ages 80 and above, female | SP.POP.80UP.FE | 589000 | 617000
PHLPopulation ages 80 and above, male | Philippines | PHL | Population ages 80 and above, male | SP.POP.80UP.MA | 293000 | 297000
PHLPopulation, male | Philippines | PHL | Population, male | SP.POP.TOTL.MA.IN | 54316000 | 55029000
PHLPopulation, total | Philippines | PHL | Population, total | SP.POP.TOTL | 108117000 | 109581000
PHLPopulation, female | Philippines | PHL | Population, female | SP.POP.TOTL.FE.IN | 53801000 | 54552000
PHLPopulation growth (annual %) | Philippines | PHL | Population growth (annual %) | SP.POP.GROW | 0 | 0
POLPopulation ages 0-14, female | Poland | POL | Population ages 0-14, female | SP.POP.0014.FE.IN | 2805000 | 2804000
POLPopulation ages 0-14, male | Poland | POL | Population ages 0-14, male | SP.POP.0014.MA.IN | 2950000 | 2949000
POLPopulation ages 00-04, female | Poland | POL | Population ages 00-04, female | SP.POP.0004.FE | 915000 | 917000
POLPopulation ages 00-04, male | Poland | POL | Population ages 00-04, male | SP.POP.0004.MA | 964000 | 966000
POLPopulation ages 05-09, female | Poland | POL | Population ages 05-09, female | SP.POP.0509.FE | 943000 | 925000
POLPopulation ages 05-09, male | Poland | POL | Population ages 05-09, male | SP.POP.0509.MA | 992000 | 973000
POLPopulation ages 10-14, female | Poland | POL | Population ages 10-14, female | SP.POP.1014.FE | 947000 | 962000
POLPopulation ages 10-14, male | Poland | POL | Population ages 10-14, male | SP.POP.1014.MA | 994000 | 1010000
POLPopulation ages 15-19, female | Poland | POL | Population ages 15-19, female | SP.POP.1519.FE | 857000 | 852000
POLPopulation ages 15-19, male | Poland | POL | Population ages 15-19, male | SP.POP.1519.MA | 886000 | 881000
POLPopulation ages 20-24, female | Poland | POL | Population ages 20-24, female | SP.POP.2024.FE | 1015000 | 970000
POLPopulation ages 20-24, male | Poland | POL | Population ages 20-24, male | SP.POP.2024.MA | 1047000 | 994000
POLPopulation ages 25-29, female | Poland | POL | Population ages 25-29, female | SP.POP.2529.FE | 1241000 | 1201000
POLPopulation ages 25-29, male | Poland | POL | Population ages 25-29, male | SP.POP.2529.MA | 1313000 | 1262000
POLPopulation ages 30-34, female | Poland | POL | Population ages 30-34, female | SP.POP.3034.FE | 1397000 | 1354000
POLPopulation ages 30-34, male | Poland | POL | Population ages 30-34, male | SP.POP.3034.MA | 1515000 | 1469000
POLPopulation ages 35-39, female | Poland | POL | Population ages 35-39, female | SP.POP.3539.FE | 1542000 | 1531000
POLPopulation ages 35-39, male | Poland | POL | Population ages 35-39, male | SP.POP.3539.MA | 1646000 | 1645000
POLPopulation ages 40-44, female | Poland | POL | Population ages 40-44, female | SP.POP.4044.FE | 1429000 | 1454000
POLPopulation ages 40-44, male | Poland | POL | Population ages 40-44, male | SP.POP.4044.MA | 1466000 | 1501000
POLPopulation ages 45-49, female | Poland | POL | Population ages 45-49, female | SP.POP.4549.FE | 1250000 | 1284000
POLPopulation ages 45-49, male | Poland | POL | Population ages 45-49, male | SP.POP.4549.MA | 1254000 | 1290000
POLPopulation ages 50-54, female | Poland | POL | Population ages 50-54, female | SP.POP.5054.FE | 1125000 | 1127000
POLPopulation ages 50-54, male | Poland | POL | Population ages 50-54, male | SP.POP.5054.MA | 1105000 | 1109000
POLPopulation ages 55-59, male | Poland | POL | Population ages 55-59, male | SP.POP.5559.MA | 1173000 | 1127000
POLPopulation ages 55-59, female | Poland | POL | Population ages 55-59, female | SP.POP.5559.FE | 1250000 | 1195000
POLPopulation ages 65-69, male | Poland | POL | Population ages 65-69, male | SP.POP.6569.MA | 1066000 | 1093000
POLPopulation ages 65-69, female | Poland | POL | Population ages 65-69, female | SP.POP.6569.FE | 1326000 | 1353000
POLPopulation ages 60-64, female | Poland | POL | Population ages 60-64, female | SP.POP.6064.FE | 1469000 | 1443000
POLPopulation ages 60-64, male | Poland | POL | Population ages 60-64, male | SP.POP.6064.MA | 1295000 | 1279000
POLPopulation ages 70-74, female | Poland | POL | Population ages 70-74, female | SP.POP.7074.FE | 1006000 | 1075000
POLPopulation ages 70-74, male | Poland | POL | Population ages 70-74, male | SP.POP.7074.MA | 726000 | 779000
POLPopulation ages 75-79, female | Poland | POL | Population ages 75-79, female | SP.POP.7579.FE | 624000 | 644000
POLPopulation ages 75-79, male | Poland | POL | Population ages 75-79, male | SP.POP.7579.MA | 380000 | 399000
POLPopulation ages 80 and above, female | Poland | POL | Population ages 80 and above, female | SP.POP.80UP.FE | 1195000 | 1200000
POLPopulation ages 80 and above, male | Poland | POL | Population ages 80 and above, male | SP.POP.80UP.MA | 542000 | 541000
POLPopulation, male | Poland | POL | Population, male | SP.POP.TOTL.MA.IN | 18364000 | 18318000
POLPopulation, total | Poland | POL | Population, total | SP.POP.TOTL | 37895000 | 37806000
POLPopulation, female | Poland | POL | Population, female | SP.POP.TOTL.FE.IN | 19531000 | 19488000
POLPopulation growth (annual %) | Poland | POL | Population growth (annual %) | SP.POP.GROW | 0 | 0
PRTPopulation ages 0-14, female | Portugal | PRT | Population ages 0-14, female | SP.POP.0014.FE.IN | 661000 | 648000
PRTPopulation ages 0-14, male | Portugal | PRT | Population ages 0-14, male | SP.POP.0014.MA.IN | 696000 | 683000
PRTPopulation ages 00-04, female | Portugal | PRT | Population ages 00-04, female | SP.POP.0004.FE | 197000 | 194000
PRTPopulation ages 00-04, male | Portugal | PRT | Population ages 00-04, male | SP.POP.0004.MA | 210000 | 206000
PRTPopulation ages 05-09, female | Portugal | PRT | Population ages 05-09, female | SP.POP.0509.FE | 219000 | 214000
PRTPopulation ages 05-09, male | Portugal | PRT | Population ages 05-09, male | SP.POP.0509.MA | 231000 | 227000
PRTPopulation ages 10-14, female | Portugal | PRT | Population ages 10-14, female | SP.POP.1014.FE | 244000 | 240000
PRTPopulation ages 10-14, male | Portugal | PRT | Population ages 10-14, male | SP.POP.1014.MA | 255000 | 250000
PRTPopulation ages 15-19, female | Portugal | PRT | Population ages 15-19, female | SP.POP.1519.FE | 260000 | 257000
PRTPopulation ages 15-19, male | Portugal | PRT | Population ages 15-19, male | SP.POP.1519.MA | 271000 | 268000
PRTPopulation ages 20-24, female | Portugal | PRT | Population ages 20-24, female | SP.POP.2024.FE | 271000 | 270000
PRTPopulation ages 20-24, male | Portugal | PRT | Population ages 20-24, male | SP.POP.2024.MA | 269000 | 270000
PRTPopulation ages 25-29, female | Portugal | PRT | Population ages 25-29, female | SP.POP.2529.FE | 273000 | 271000
PRTPopulation ages 25-29, male | Portugal | PRT | Population ages 25-29, male | SP.POP.2529.MA | 264000 | 263000
PRTPopulation ages 30-34, female | Portugal | PRT | Population ages 30-34, female | SP.POP.3034.FE | 295000 | 287000
PRTPopulation ages 30-34, male | Portugal | PRT | Population ages 30-34, male | SP.POP.3034.MA | 281000 | 274000
PRTPopulation ages 35-39, female | Portugal | PRT | Population ages 35-39, female | SP.POP.3539.FE | 350000 | 337000
PRTPopulation ages 35-39, male | Portugal | PRT | Population ages 35-39, male | SP.POP.3539.MA | 329000 | 318000
PRTPopulation ages 40-44, female | Portugal | PRT | Population ages 40-44, female | SP.POP.4044.FE | 406000 | 396000
PRTPopulation ages 40-44, male | Portugal | PRT | Population ages 40-44, male | SP.POP.4044.MA | 378000 | 369000
PRTPopulation ages 45-49, female | Portugal | PRT | Population ages 45-49, female | SP.POP.4549.FE | 418000 | 420000
PRTPopulation ages 45-49, male | Portugal | PRT | Population ages 45-49, male | SP.POP.4549.MA | 387000 | 390000
PRTPopulation ages 50-54, female | Portugal | PRT | Population ages 50-54, female | SP.POP.5054.FE | 388000 | 389000
PRTPopulation ages 50-54, male | Portugal | PRT | Population ages 50-54, male | SP.POP.5054.MA | 352000 | 354000
PRTPopulation ages 55-59, male | Portugal | PRT | Population ages 55-59, male | SP.POP.5559.MA | 345000 | 347000
PRTPopulation ages 55-59, female | Portugal | PRT | Population ages 55-59, female | SP.POP.5559.FE | 388000 | 391000
PRTPopulation ages 65-69, male | Portugal | PRT | Population ages 65-69, male | SP.POP.6569.MA | 283000 | 284000
PRTPopulation ages 65-69, female | Portugal | PRT | Population ages 65-69, female | SP.POP.6569.FE | 336000 | 337000
PRTPopulation ages 60-64, female | Portugal | PRT | Population ages 60-64, female | SP.POP.6064.FE | 356000 | 360000
PRTPopulation ages 60-64, male | Portugal | PRT | Population ages 60-64, male | SP.POP.6064.MA | 309000 | 313000
PRTPopulation ages 70-74, female | Portugal | PRT | Population ages 70-74, female | SP.POP.7074.FE | 309000 | 314000
PRTPopulation ages 70-74, male | Portugal | PRT | Population ages 70-74, male | SP.POP.7074.MA | 248000 | 253000
PRTPopulation ages 75-79, female | Portugal | PRT | Population ages 75-79, female | SP.POP.7579.FE | 256000 | 260000
PRTPopulation ages 75-79, male | Portugal | PRT | Population ages 75-79, male | SP.POP.7579.MA | 187000 | 191000
PRTPopulation ages 80 and above, female | Portugal | PRT | Population ages 80 and above, female | SP.POP.80UP.FE | 428000 | 435000
PRTPopulation ages 80 and above, male | Portugal | PRT | Population ages 80 and above, male | SP.POP.80UP.MA | 244000 | 247000
PRTPopulation, male | Portugal | PRT | Population, male | SP.POP.TOTL.MA.IN | 4842000 | 4823000
PRTPopulation, total | Portugal | PRT | Population, total | SP.POP.TOTL | 10237000 | 10195000
PRTPopulation, female | Portugal | PRT | Population, female | SP.POP.TOTL.FE.IN | 5395000 | 5372000
PRTPopulation growth (annual %) | Portugal | PRT | Population growth (annual %) | SP.POP.GROW | 0 | 0
PSTPopulation ages 0-14, female | Post-demographic dividend | PST | Population ages 0-14, female | SP.POP.0014.FE.IN | 86912000 | 86662000
PSTPopulation ages 0-14, male | Post-demographic dividend | PST | Population ages 0-14, male | SP.POP.0014.MA.IN | 91472000 | 91219000
PSTPopulation ages 00-04, female | Post-demographic dividend | PST | Population ages 00-04, female | SP.POP.0004.FE | 27863000 | 27737000
PSTPopulation ages 00-04, male | Post-demographic dividend | PST | Population ages 00-04, male | SP.POP.0004.MA | 29297400 | 29161400
PSTPopulation ages 05-09, female | Post-demographic dividend | PST | Population ages 05-09, female | SP.POP.0509.FE | 29282300 | 29073200
PSTPopulation ages 05-09, male | Post-demographic dividend | PST | Population ages 05-09, male | SP.POP.0509.MA | 30825700 | 30605600
PSTPopulation ages 10-14, female | Post-demographic dividend | PST | Population ages 10-14, female | SP.POP.1014.FE | 29762200 | 29849000
PSTPopulation ages 10-14, male | Post-demographic dividend | PST | Population ages 10-14, male | SP.POP.1014.MA | 31346500 | 31452300
PSTPopulation ages 15-19, female | Post-demographic dividend | PST | Population ages 15-19, female | SP.POP.1519.FE | 29708800 | 29637700
PSTPopulation ages 15-19, male | Post-demographic dividend | PST | Population ages 15-19, male | SP.POP.1519.MA | 31263400 | 31193300
PSTPopulation ages 20-24, female | Post-demographic dividend | PST | Population ages 20-24, female | SP.POP.2024.FE | 32001100 | 31649000
PSTPopulation ages 20-24, male | Post-demographic dividend | PST | Population ages 20-24, male | SP.POP.2024.MA | 33623300 | 33229300
PSTPopulation ages 25-29, female | Post-demographic dividend | PST | Population ages 25-29, female | SP.POP.2529.FE | 34647100 | 34423100
PSTPopulation ages 25-29, male | Post-demographic dividend | PST | Population ages 25-29, male | SP.POP.2529.MA | 36238000 | 36050000
PSTPopulation ages 30-34, female | Post-demographic dividend | PST | Population ages 30-34, female | SP.POP.3034.FE | 36077900 | 36009800
PSTPopulation ages 30-34, male | Post-demographic dividend | PST | Population ages 30-34, male | SP.POP.3034.MA | 37061400 | 37102400
PSTPopulation ages 35-39, female | Post-demographic dividend | PST | Population ages 35-39, female | SP.POP.3539.FE | 36709500 | 36782400
PSTPopulation ages 35-39, male | Post-demographic dividend | PST | Population ages 35-39, male | SP.POP.3539.MA | 37104600 | 37267600
PSTPopulation ages 40-44, female | Post-demographic dividend | PST | Population ages 40-44, female | SP.POP.4044.FE | 36996400 | 36794300
PSTPopulation ages 40-44, male | Post-demographic dividend | PST | Population ages 40-44, male | SP.POP.4044.MA | 37077500 | 36893400
PSTPopulation ages 45-49, female | Post-demographic dividend | PST | Population ages 45-49, female | SP.POP.4549.FE | 38635800 | 38432800
PSTPopulation ages 45-49, male | Post-demographic dividend | PST | Population ages 45-49, male | SP.POP.4549.MA | 38576000 | 38369900
PSTPopulation ages 50-54, female | Post-demographic dividend | PST | Population ages 50-54, female | SP.POP.5054.FE | 39011600 | 38804600
PSTPopulation ages 50-54, male | Post-demographic dividend | PST | Population ages 50-54, male | SP.POP.5054.MA | 38631500 | 38448600
PSTPopulation ages 55-59, male | Post-demographic dividend | PST | Population ages 55-59, male | SP.POP.5559.MA | 37891200 | 38133300
PSTPopulation ages 55-59, female | Post-demographic dividend | PST | Population ages 55-59, female | SP.POP.5559.FE | 38996100 | 39167200
PSTPopulation ages 65-69, male | Post-demographic dividend | PST | Population ages 65-69, male | SP.POP.6569.MA | 29512200 | 29846500
PSTPopulation ages 65-69, female | Post-demographic dividend | PST | Population ages 65-69, female | SP.POP.6569.FE | 32834500 | 33178900
PSTPopulation ages 60-64, female | Post-demographic dividend | PST | Population ages 60-64, female | SP.POP.6064.FE | 36020200 | 36468500
PSTPopulation ages 60-64, male | Post-demographic dividend | PST | Population ages 60-64, male | SP.POP.6064.MA | 33804500 | 34337700
PSTPopulation ages 70-74, female | Post-demographic dividend | PST | Population ages 70-74, female | SP.POP.7074.FE | 28810300 | 29611700
PSTPopulation ages 70-74, male | Post-demographic dividend | PST | Population ages 70-74, male | SP.POP.7074.MA | 24812700 | 25552700
PSTPopulation ages 75-79, female | Post-demographic dividend | PST | Population ages 75-79, female | SP.POP.7579.FE | 22048800 | 22659900
PSTPopulation ages 75-79, male | Post-demographic dividend | PST | Population ages 75-79, male | SP.POP.7579.MA | 17328800 | 17931400
PSTPopulation ages 80 and above, female | Post-demographic dividend | PST | Population ages 80 and above, female | SP.POP.80UP.FE | 37160900 | 37759000
PSTPopulation ages 80 and above, male | Post-demographic dividend | PST | Population ages 80 and above, male | SP.POP.80UP.MA | 22188900 | 22661500
PSTPopulation, male | Post-demographic dividend | PST | Population, male | SP.POP.TOTL.MA.IN | 546584000 | 548230000
PSTPopulation, total | Post-demographic dividend | PST | Population, total | SP.POP.TOTL | 1113145000 | 1116268000
PSTPopulation, female | Post-demographic dividend | PST | Population, female | SP.POP.TOTL.FE.IN | 566558000 | 568036000
PSTPopulation growth (annual %) | Post-demographic dividend | PST | Population growth (annual %) | SP.POP.GROW | 0.28358 | 0.28056
PREPopulation ages 0-14, female | Pre-demographic dividend | PRE | Population ages 0-14, female | SP.POP.0014.FE.IN | 202624000 | 206717000
PREPopulation ages 0-14, male | Pre-demographic dividend | PRE | Population ages 0-14, male | SP.POP.0014.MA.IN | 208158000 | 212406000
PREPopulation ages 00-04, female | Pre-demographic dividend | PRE | Population ages 00-04, female | SP.POP.0004.FE | 75574000 | 76836000
PREPopulation ages 00-04, male | Pre-demographic dividend | PRE | Population ages 00-04, male | SP.POP.0004.MA | 77878000 | 79170000
PREPopulation ages 05-09, female | Pre-demographic dividend | PRE | Population ages 05-09, female | SP.POP.0509.FE | 67638000 | 68919000
PREPopulation ages 05-09, male | Pre-demographic dividend | PRE | Population ages 05-09, male | SP.POP.0509.MA | 69476000 | 70810000
PREPopulation ages 10-14, female | Pre-demographic dividend | PRE | Population ages 10-14, female | SP.POP.1014.FE | 59413000 | 60965000
PREPopulation ages 10-14, male | Pre-demographic dividend | PRE | Population ages 10-14, male | SP.POP.1014.MA | 60811000 | 62427000
PREPopulation ages 15-19, female | Pre-demographic dividend | PRE | Population ages 15-19, female | SP.POP.1519.FE | 50820000 | 52397000
PREPopulation ages 15-19, male | Pre-demographic dividend | PRE | Population ages 15-19, male | SP.POP.1519.MA | 51770000 | 53429000
PREPopulation ages 20-24, female | Pre-demographic dividend | PRE | Population ages 20-24, female | SP.POP.2024.FE | 42776000 | 44144000
PREPopulation ages 20-24, male | Pre-demographic dividend | PRE | Population ages 20-24, male | SP.POP.2024.MA | 43239000 | 44655000
PREPopulation ages 25-29, female | Pre-demographic dividend | PRE | Population ages 25-29, female | SP.POP.2529.FE | 35949000 | 37027000
PREPopulation ages 25-29, male | Pre-demographic dividend | PRE | Population ages 25-29, male | SP.POP.2529.MA | 36126000 | 37230000
PREPopulation ages 30-34, female | Pre-demographic dividend | PRE | Population ages 30-34, female | SP.POP.3034.FE | 30405000 | 31289000
PREPopulation ages 30-34, male | Pre-demographic dividend | PRE | Population ages 30-34, male | SP.POP.3034.MA | 30314000 | 31235000
PREPopulation ages 35-39, female | Pre-demographic dividend | PRE | Population ages 35-39, female | SP.POP.3539.FE | 25442000 | 26255000
PREPopulation ages 35-39, male | Pre-demographic dividend | PRE | Population ages 35-39, male | SP.POP.3539.MA | 25129000 | 25945000
PREPopulation ages 40-44, female | Pre-demographic dividend | PRE | Population ages 40-44, female | SP.POP.4044.FE | 20821000 | 21564000
PREPopulation ages 40-44, male | Pre-demographic dividend | PRE | Population ages 40-44, male | SP.POP.4044.MA | 20443000 | 21180000
PREPopulation ages 45-49, female | Pre-demographic dividend | PRE | Population ages 45-49, female | SP.POP.4549.FE | 16749000 | 17383000
PREPopulation ages 45-49, male | Pre-demographic dividend | PRE | Population ages 45-49, male | SP.POP.4549.MA | 16217000 | 16857000
PREPopulation ages 50-54, female | Pre-demographic dividend | PRE | Population ages 50-54, female | SP.POP.5054.FE | 13338000 | 13837000
PREPopulation ages 50-54, male | Pre-demographic dividend | PRE | Population ages 50-54, male | SP.POP.5054.MA | 12621000 | 13107000
PREPopulation ages 55-59, male | Pre-demographic dividend | PRE | Population ages 55-59, male | SP.POP.5559.MA | 9771000 | 10135000
PREPopulation ages 55-59, female | Pre-demographic dividend | PRE | Population ages 55-59, female | SP.POP.5559.FE | 10550000 | 10936000
PREPopulation ages 65-69, male | Pre-demographic dividend | PRE | Population ages 65-69, male | SP.POP.6569.MA | 5250300 | 5447000
PREPopulation ages 65-69, female | Pre-demographic dividend | PRE | Population ages 65-69, female | SP.POP.6569.FE | 6119500 | 6349100
PREPopulation ages 60-64, female | Pre-demographic dividend | PRE | Population ages 60-64, female | SP.POP.6064.FE | 8187400 | 8473900
PREPopulation ages 60-64, male | Pre-demographic dividend | PRE | Population ages 60-64, male | SP.POP.6064.MA | 7308000 | 7575400
PREPopulation ages 70-74, female | Pre-demographic dividend | PRE | Population ages 70-74, female | SP.POP.7074.FE | 4140400 | 4297400
PREPopulation ages 70-74, male | Pre-demographic dividend | PRE | Population ages 70-74, male | SP.POP.7074.MA | 3381800 | 3503500
PREPopulation ages 75-79, female | Pre-demographic dividend | PRE | Population ages 75-79, female | SP.POP.7579.FE | 2488400 | 2569000
PREPopulation ages 75-79, male | Pre-demographic dividend | PRE | Population ages 75-79, male | SP.POP.7579.MA | 1909500 | 1966000
PREPopulation ages 80 and above, female | Pre-demographic dividend | PRE | Population ages 80 and above, female | SP.POP.80UP.FE | 1716700 | 1714800
PREPopulation ages 80 and above, male | Pre-demographic dividend | PRE | Population ages 80 and above, male | SP.POP.80UP.MA | 1164200 | 1151500
PREPopulation, male | Pre-demographic dividend | PRE | Population, male | SP.POP.TOTL.MA.IN | 472788000 | 485835000
PREPopulation, total | Pre-demographic dividend | PRE | Population, total | SP.POP.TOTL | 944903000 | 970795000
PREPopulation, female | Pre-demographic dividend | PRE | Population, female | SP.POP.TOTL.FE.IN | 472114000 | 484962000
PREPopulation growth (annual %) | Pre-demographic dividend | PRE | Population growth (annual %) | SP.POP.GROW | 2.7643 | 2.7402
PRIPopulation ages 0-14, female | Puerto Rico | PRI | Population ages 0-14, female | SP.POP.0014.FE.IN | 252000 | 243000
PRIPopulation ages 0-14, male | Puerto Rico | PRI | Population ages 0-14, male | SP.POP.0014.MA.IN | 267000 | 258000
PRIPopulation ages 00-04, female | Puerto Rico | PRI | Population ages 00-04, female | SP.POP.0004.FE | 49000 | 45000
PRIPopulation ages 00-04, male | Puerto Rico | PRI | Population ages 00-04, male | SP.POP.0004.MA | 53000 | 48000
PRIPopulation ages 05-09, female | Puerto Rico | PRI | Population ages 05-09, female | SP.POP.0509.FE | 91000 | 84000
PRIPopulation ages 05-09, male | Puerto Rico | PRI | Population ages 05-09, male | SP.POP.0509.MA | 95000 | 89000
PRIPopulation ages 10-14, female | Puerto Rico | PRI | Population ages 10-14, female | SP.POP.1014.FE | 111000 | 114000
PRIPopulation ages 10-14, male | Puerto Rico | PRI | Population ages 10-14, male | SP.POP.1014.MA | 119000 | 120000
PRIPopulation ages 15-19, female | Puerto Rico | PRI | Population ages 15-19, female | SP.POP.1519.FE | 94000 | 95000
PRIPopulation ages 15-19, male | Puerto Rico | PRI | Population ages 15-19, male | SP.POP.1519.MA | 108000 | 110000
PRIPopulation ages 20-24, female | Puerto Rico | PRI | Population ages 20-24, female | SP.POP.2024.FE | 79000 | 72000
PRIPopulation ages 20-24, male | Puerto Rico | PRI | Population ages 20-24, male | SP.POP.2024.MA | 93000 | 88000
PRIPopulation ages 25-29, female | Puerto Rico | PRI | Population ages 25-29, female | SP.POP.2529.FE | 87000 | 79000
PRIPopulation ages 25-29, male | Puerto Rico | PRI | Population ages 25-29, male | SP.POP.2529.MA | 90000 | 83000
PRIPopulation ages 30-34, female | Puerto Rico | PRI | Population ages 30-34, female | SP.POP.3034.FE | 93000 | 87000
PRIPopulation ages 30-34, male | Puerto Rico | PRI | Population ages 30-34, male | SP.POP.3034.MA | 92000 | 87000
PRIPopulation ages 35-39, female | Puerto Rico | PRI | Population ages 35-39, female | SP.POP.3539.FE | 105000 | 101000
PRIPopulation ages 35-39, male | Puerto Rico | PRI | Population ages 35-39, male | SP.POP.3539.MA | 98000 | 94000
PRIPopulation ages 40-44, female | Puerto Rico | PRI | Population ages 40-44, female | SP.POP.4044.FE | 115000 | 114000
PRIPopulation ages 40-44, male | Puerto Rico | PRI | Population ages 40-44, male | SP.POP.4044.MA | 105000 | 104000
PRIPopulation ages 45-49, female | Puerto Rico | PRI | Population ages 45-49, female | SP.POP.4549.FE | 121000 | 121000
PRIPopulation ages 45-49, male | Puerto Rico | PRI | Population ages 45-49, male | SP.POP.4549.MA | 104000 | 105000
PRIPopulation ages 50-54, female | Puerto Rico | PRI | Population ages 50-54, female | SP.POP.5054.FE | 126000 | 129000
PRIPopulation ages 50-54, male | Puerto Rico | PRI | Population ages 50-54, male | SP.POP.5054.MA | 105000 | 107000
PRIPopulation ages 55-59, male | Puerto Rico | PRI | Population ages 55-59, male | SP.POP.5559.MA | 99000 | 101000
PRIPopulation ages 55-59, female | Puerto Rico | PRI | Population ages 55-59, female | SP.POP.5559.FE | 121000 | 124000
PRIPopulation ages 65-69, male | Puerto Rico | PRI | Population ages 65-69, male | SP.POP.6569.MA | 75000 | 78000
PRIPopulation ages 65-69, female | Puerto Rico | PRI | Population ages 65-69, female | SP.POP.6569.FE | 102000 | 106000
PRIPopulation ages 60-64, female | Puerto Rico | PRI | Population ages 60-64, female | SP.POP.6064.FE | 116000 | 121000
PRIPopulation ages 60-64, male | Puerto Rico | PRI | Population ages 60-64, male | SP.POP.6064.MA | 93000 | 97000
PRIPopulation ages 70-74, female | Puerto Rico | PRI | Population ages 70-74, female | SP.POP.7074.FE | 95000 | 100000
PRIPopulation ages 70-74, male | Puerto Rico | PRI | Population ages 70-74, male | SP.POP.7074.MA | 72000 | 75000
PRIPopulation ages 75-79, female | Puerto Rico | PRI | Population ages 75-79, female | SP.POP.7579.FE | 68000 | 74000
PRIPopulation ages 75-79, male | Puerto Rico | PRI | Population ages 75-79, male | SP.POP.7579.MA | 51000 | 55000
PRIPopulation ages 80 and above, female | Puerto Rico | PRI | Population ages 80 and above, female | SP.POP.80UP.FE | 103000 | 110000
PRIPopulation ages 80 and above, male | Puerto Rico | PRI | Population ages 80 and above, male | SP.POP.80UP.MA | 61000 | 65000
PRIPopulation, male | Puerto Rico | PRI | Population, male | SP.POP.TOTL.MA.IN | 1513000 | 1508000
PRIPopulation, total | Puerto Rico | PRI | Population, total | SP.POP.TOTL | 3189000 | 3184000
PRIPopulation, female | Puerto Rico | PRI | Population, female | SP.POP.TOTL.FE.IN | 1676000 | 1675000
PRIPopulation growth (annual %) | Puerto Rico | PRI | Population growth (annual %) | SP.POP.GROW | 0 | 0
QATPopulation ages 0-14, female | Qatar | QAT | Population ages 0-14, female | SP.POP.0014.FE.IN | 188000 | 191000
QATPopulation ages 0-14, male | Qatar | QAT | Population ages 0-14, male | SP.POP.0014.MA.IN | 197000 | 202000
QATPopulation ages 00-04, female | Qatar | QAT | Population ages 00-04, female | SP.POP.0004.FE | 66000 | 66000
QATPopulation ages 00-04, male | Qatar | QAT | Population ages 00-04, male | SP.POP.0004.MA | 69000 | 69000
QATPopulation ages 05-09, female | Qatar | QAT | Population ages 05-09, female | SP.POP.0509.FE | 65000 | 66000
QATPopulation ages 05-09, male | Qatar | QAT | Population ages 05-09, male | SP.POP.0509.MA | 69000 | 70000
QATPopulation ages 10-14, female | Qatar | QAT | Population ages 10-14, female | SP.POP.1014.FE | 57000 | 59000
QATPopulation ages 10-14, male | Qatar | QAT | Population ages 10-14, male | SP.POP.1014.MA | 59000 | 63000
QATPopulation ages 15-19, female | Qatar | QAT | Population ages 15-19, female | SP.POP.1519.FE | 46000 | 48000
QATPopulation ages 15-19, male | Qatar | QAT | Population ages 15-19, male | SP.POP.1519.MA | 68000 | 58000
QATPopulation ages 20-24, female | Qatar | QAT | Population ages 20-24, female | SP.POP.2024.FE | 49000 | 48000
QATPopulation ages 20-24, male | Qatar | QAT | Population ages 20-24, male | SP.POP.2024.MA | 204000 | 189000
QATPopulation ages 25-29, female | Qatar | QAT | Population ages 25-29, female | SP.POP.2529.FE | 74000 | 73000
QATPopulation ages 25-29, male | Qatar | QAT | Population ages 25-29, male | SP.POP.2529.MA | 393000 | 407000
QATPopulation ages 30-34, female | Qatar | QAT | Population ages 30-34, female | SP.POP.3034.FE | 93000 | 94000
QATPopulation ages 30-34, male | Qatar | QAT | Population ages 30-34, male | SP.POP.3034.MA | 382000 | 401000
QATPopulation ages 35-39, female | Qatar | QAT | Population ages 35-39, female | SP.POP.3539.FE | 83000 | 87000
QATPopulation ages 35-39, male | Qatar | QAT | Population ages 35-39, male | SP.POP.3539.MA | 262000 | 264000
QATPopulation ages 40-44, female | Qatar | QAT | Population ages 40-44, female | SP.POP.4044.FE | 56000 | 58000
QATPopulation ages 40-44, male | Qatar | QAT | Population ages 40-44, male | SP.POP.4044.MA | 201000 | 197000
QATPopulation ages 45-49, female | Qatar | QAT | Population ages 45-49, female | SP.POP.4549.FE | 41000 | 42000
QATPopulation ages 45-49, male | Qatar | QAT | Population ages 45-49, male | SP.POP.4549.MA | 165000 | 165000
QATPopulation ages 50-54, female | Qatar | QAT | Population ages 50-54, female | SP.POP.5054.FE | 30000 | 31000
QATPopulation ages 50-54, male | Qatar | QAT | Population ages 50-54, male | SP.POP.5054.MA | 118000 | 125000
QATPopulation ages 55-59, male | Qatar | QAT | Population ages 55-59, male | SP.POP.5559.MA | 74000 | 79000
QATPopulation ages 55-59, female | Qatar | QAT | Population ages 55-59, female | SP.POP.5559.FE | 18000 | 19000
QATPopulation ages 65-69, male | Qatar | QAT | Population ages 65-69, male | SP.POP.6569.MA | 20000 | 22000
QATPopulation ages 65-69, female | Qatar | QAT | Population ages 65-69, female | SP.POP.6569.FE | 5400 | 5900
QATPopulation ages 60-64, female | Qatar | QAT | Population ages 60-64, female | SP.POP.6064.FE | 9500 | 11000
QATPopulation ages 60-64, male | Qatar | QAT | Population ages 60-64, male | SP.POP.6064.MA | 40000 | 43000
QATPopulation ages 70-74, female | Qatar | QAT | Population ages 70-74, female | SP.POP.7074.FE | 3500 | 3800
QATPopulation ages 70-74, male | Qatar | QAT | Population ages 70-74, male | SP.POP.7074.MA | 7500 | 9100
QATPopulation ages 75-79, female | Qatar | QAT | Population ages 75-79, female | SP.POP.7579.FE | 1700 | 1800
QATPopulation ages 75-79, male | Qatar | QAT | Population ages 75-79, male | SP.POP.7579.MA | 1600 | 2000
QATPopulation ages 80 and above, female | Qatar | QAT | Population ages 80 and above, female | SP.POP.80UP.FE | 2100 | 2200
QATPopulation ages 80 and above, male | Qatar | QAT | Population ages 80 and above, male | SP.POP.80UP.MA | 1900 | 1900
QATPopulation, male | Qatar | QAT | Population, male | SP.POP.TOTL.MA.IN | 2134000 | 2165000
QATPopulation, total | Qatar | QAT | Population, total | SP.POP.TOTL | 2832000 | 2881000
QATPopulation, female | Qatar | QAT | Population, female | SP.POP.TOTL.FE.IN | 699000 | 716000
QATPopulation growth (annual %) | Qatar | QAT | Population growth (annual %) | SP.POP.GROW | 0 | 0
ROUPopulation ages 0-14, female | Romania | ROU | Population ages 0-14, female | SP.POP.0014.FE.IN | 1466000 | 1452000
ROUPopulation ages 0-14, male | Romania | ROU | Population ages 0-14, male | SP.POP.0014.MA.IN | 1549000 | 1535000
ROUPopulation ages 00-04, female | Romania | ROU | Population ages 00-04, female | SP.POP.0004.FE | 457000 | 457000
ROUPopulation ages 00-04, male | Romania | ROU | Population ages 00-04, male | SP.POP.0004.MA | 483000 | 483000
ROUPopulation ages 05-09, female | Romania | ROU | Population ages 05-09, female | SP.POP.0509.FE | 485000 | 469000
ROUPopulation ages 05-09, male | Romania | ROU | Population ages 05-09, male | SP.POP.0509.MA | 513000 | 497000
ROUPopulation ages 10-14, female | Romania | ROU | Population ages 10-14, female | SP.POP.1014.FE | 523000 | 526000
ROUPopulation ages 10-14, male | Romania | ROU | Population ages 10-14, male | SP.POP.1014.MA | 553000 | 556000
ROUPopulation ages 15-19, female | Romania | ROU | Population ages 15-19, female | SP.POP.1519.FE | 482000 | 483000
ROUPopulation ages 15-19, male | Romania | ROU | Population ages 15-19, male | SP.POP.1519.MA | 510000 | 512000
ROUPopulation ages 20-24, female | Romania | ROU | Population ages 20-24, female | SP.POP.2024.FE | 494000 | 488000
ROUPopulation ages 20-24, male | Romania | ROU | Population ages 20-24, male | SP.POP.2024.MA | 531000 | 523000
ROUPopulation ages 25-29, female | Romania | ROU | Population ages 25-29, female | SP.POP.2529.FE | 548000 | 514000
ROUPopulation ages 25-29, male | Romania | ROU | Population ages 25-29, male | SP.POP.2529.MA | 601000 | 563000
ROUPopulation ages 30-34, female | Romania | ROU | Population ages 30-34, female | SP.POP.3034.FE | 667000 | 667000
ROUPopulation ages 30-34, male | Romania | ROU | Population ages 30-34, male | SP.POP.3034.MA | 727000 | 730000
ROUPopulation ages 35-39, female | Romania | ROU | Population ages 35-39, female | SP.POP.3539.FE | 597000 | 577000
ROUPopulation ages 35-39, male | Romania | ROU | Population ages 35-39, male | SP.POP.3539.MA | 630000 | 614000
ROUPopulation ages 40-44, female | Romania | ROU | Population ages 40-44, female | SP.POP.4044.FE | 766000 | 750000
ROUPopulation ages 40-44, male | Romania | ROU | Population ages 40-44, male | SP.POP.4044.MA | 790000 | 774000
ROUPopulation ages 45-49, female | Romania | ROU | Population ages 45-49, female | SP.POP.4549.FE | 749000 | 741000
ROUPopulation ages 45-49, male | Romania | ROU | Population ages 45-49, male | SP.POP.4549.MA | 770000 | 763000
ROUPopulation ages 50-54, female | Romania | ROU | Population ages 50-54, female | SP.POP.5054.FE | 731000 | 765000
ROUPopulation ages 50-54, male | Romania | ROU | Population ages 50-54, male | SP.POP.5054.MA | 727000 | 762000
ROUPopulation ages 55-59, male | Romania | ROU | Population ages 55-59, male | SP.POP.5559.MA | 506000 | 506000
ROUPopulation ages 55-59, female | Romania | ROU | Population ages 55-59, female | SP.POP.5559.FE | 544000 | 538000
ROUPopulation ages 65-69, male | Romania | ROU | Population ages 65-69, male | SP.POP.6569.MA | 538000 | 548000
ROUPopulation ages 65-69, female | Romania | ROU | Population ages 65-69, female | SP.POP.6569.FE | 685000 | 698000
ROUPopulation ages 60-64, female | Romania | ROU | Population ages 60-64, female | SP.POP.6064.FE | 720000 | 694000
ROUPopulation ages 60-64, male | Romania | ROU | Population ages 60-64, male | SP.POP.6064.MA | 617000 | 596000
ROUPopulation ages 70-74, female | Romania | ROU | Population ages 70-74, female | SP.POP.7074.FE | 513000 | 542000
ROUPopulation ages 70-74, male | Romania | ROU | Population ages 70-74, male | SP.POP.7074.MA | 365000 | 386000
ROUPopulation ages 75-79, female | Romania | ROU | Population ages 75-79, female | SP.POP.7579.FE | 373000 | 371000
ROUPopulation ages 75-79, male | Romania | ROU | Population ages 75-79, male | SP.POP.7579.MA | 231000 | 232000
ROUPopulation ages 80 and above, female | Romania | ROU | Population ages 80 and above, female | SP.POP.80UP.FE | 609000 | 608000
ROUPopulation ages 80 and above, male | Romania | ROU | Population ages 80 and above, male | SP.POP.80UP.MA | 323000 | 315000
ROUPopulation, male | Romania | ROU | Population, male | SP.POP.TOTL.MA.IN | 9415000 | 9358000
ROUPopulation, total | Romania | ROU | Population, total | SP.POP.TOTL | 19358000 | 19247000
ROUPopulation, female | Romania | ROU | Population, female | SP.POP.TOTL.FE.IN | 9943000 | 9888000
ROUPopulation growth (annual %) | Romania | ROU | Population growth (annual %) | SP.POP.GROW | 0 | 0
RUSPopulation ages 0-14, female | Russian Federation | RUS | Population ages 0-14, female | SP.POP.0014.FE.IN | 12763000 | 12893000
RUSPopulation ages 0-14, male | Russian Federation | RUS | Population ages 0-14, male | SP.POP.0014.MA.IN | 13446000 | 13590000
RUSPopulation ages 00-04, female | Russian Federation | RUS | Population ages 00-04, female | SP.POP.0004.FE | 4523000 | 4456000
RUSPopulation ages 00-04, male | Russian Federation | RUS | Population ages 00-04, male | SP.POP.0004.MA | 4780000 | 4707000
RUSPopulation ages 05-09, female | Russian Federation | RUS | Population ages 05-09, female | SP.POP.0509.FE | 4413000 | 4495000
RUSPopulation ages 05-09, male | Russian Federation | RUS | Population ages 05-09, male | SP.POP.0509.MA | 4654000 | 4746000
RUSPopulation ages 10-14, female | Russian Federation | RUS | Population ages 10-14, female | SP.POP.1014.FE | 3827000 | 3941000
RUSPopulation ages 10-14, male | Russian Federation | RUS | Population ages 10-14, male | SP.POP.1014.MA | 4013000 | 4137000
RUSPopulation ages 15-19, female | Russian Federation | RUS | Population ages 15-19, female | SP.POP.1519.FE | 3326000 | 3420000
RUSPopulation ages 15-19, male | Russian Federation | RUS | Population ages 15-19, male | SP.POP.1519.MA | 3478000 | 3578000
RUSPopulation ages 20-24, female | Russian Federation | RUS | Population ages 20-24, female | SP.POP.2024.FE | 3321000 | 3203000
RUSPopulation ages 20-24, male | Russian Federation | RUS | Population ages 20-24, male | SP.POP.2024.MA | 3461000 | 3334000
RUSPopulation ages 25-29, female | Russian Federation | RUS | Population ages 25-29, female | SP.POP.2529.FE | 4745000 | 4365000
RUSPopulation ages 25-29, male | Russian Federation | RUS | Population ages 25-29, male | SP.POP.2529.MA | 4902000 | 4522000
RUSPopulation ages 30-34, female | Russian Federation | RUS | Population ages 30-34, female | SP.POP.3034.FE | 6297000 | 6170000
RUSPopulation ages 30-34, male | Russian Federation | RUS | Population ages 30-34, male | SP.POP.3034.MA | 6343000 | 6227000
RUSPopulation ages 35-39, female | Russian Federation | RUS | Population ages 35-39, female | SP.POP.3539.FE | 5844000 | 5943000
RUSPopulation ages 35-39, male | Russian Federation | RUS | Population ages 35-39, male | SP.POP.3539.MA | 5717000 | 5842000
RUSPopulation ages 40-44, female | Russian Federation | RUS | Population ages 40-44, female | SP.POP.4044.FE | 5347000 | 5412000
RUSPopulation ages 40-44, male | Russian Federation | RUS | Population ages 40-44, male | SP.POP.4044.MA | 5001000 | 5068000
RUSPopulation ages 45-49, female | Russian Federation | RUS | Population ages 45-49, female | SP.POP.4549.FE | 4921000 | 5036000
RUSPopulation ages 45-49, male | Russian Federation | RUS | Population ages 45-49, male | SP.POP.4549.MA | 4509000 | 4620000
RUSPopulation ages 50-54, female | Russian Federation | RUS | Population ages 50-54, female | SP.POP.5054.FE | 4657000 | 4497000
RUSPopulation ages 50-54, male | Russian Federation | RUS | Population ages 50-54, male | SP.POP.5054.MA | 3999000 | 3883000
RUSPopulation ages 55-59, male | Russian Federation | RUS | Population ages 55-59, male | SP.POP.5559.MA | 4726000 | 4606000
RUSPopulation ages 55-59, female | Russian Federation | RUS | Population ages 55-59, female | SP.POP.5559.FE | 5868000 | 5690000
RUSPopulation ages 65-69, male | Russian Federation | RUS | Population ages 65-69, male | SP.POP.6569.MA | 3093000 | 3218000
RUSPopulation ages 65-69, female | Russian Federation | RUS | Population ages 65-69, female | SP.POP.6569.FE | 4908000 | 5111000
RUSPopulation ages 60-64, female | Russian Federation | RUS | Population ages 60-64, female | SP.POP.6064.FE | 5772000 | 5780000
RUSPopulation ages 60-64, male | Russian Federation | RUS | Population ages 60-64, male | SP.POP.6064.MA | 4136000 | 4176000
RUSPopulation ages 70-74, female | Russian Federation | RUS | Population ages 70-74, female | SP.POP.7074.FE | 3175000 | 3427000
RUSPopulation ages 70-74, male | Russian Federation | RUS | Population ages 70-74, male | SP.POP.7074.MA | 1750000 | 1900000
RUSPopulation ages 75-79, female | Russian Federation | RUS | Population ages 75-79, female | SP.POP.7579.FE | 2303000 | 2196000
RUSPopulation ages 75-79, male | Russian Federation | RUS | Population ages 75-79, male | SP.POP.7579.MA | 954000 | 926000
RUSPopulation ages 80 and above, female | Russian Federation | RUS | Population ages 80 and above, female | SP.POP.80UP.FE | 4218000 | 4232000
RUSPopulation ages 80 and above, male | Russian Federation | RUS | Population ages 80 and above, male | SP.POP.80UP.MA | 1392000 | 1357000
RUSPopulation, male | Russian Federation | RUS | Population, male | SP.POP.TOTL.MA.IN | 66906000 | 66847000
RUSPopulation, total | Russian Federation | RUS | Population, total | SP.POP.TOTL | 144369000 | 144222000
RUSPopulation, female | Russian Federation | RUS | Population, female | SP.POP.TOTL.FE.IN | 77463000 | 77375000
RUSPopulation growth (annual %) | Russian Federation | RUS | Population growth (annual %) | SP.POP.GROW | 0 | 0
RWAPopulation ages 0-14, female | Rwanda | RWA | Population ages 0-14, female | SP.POP.0014.FE.IN | 2503000 | 2547000
RWAPopulation ages 0-14, male | Rwanda | RWA | Population ages 0-14, male | SP.POP.0014.MA.IN | 2518000 | 2566000
RWAPopulation ages 00-04, female | Rwanda | RWA | Population ages 00-04, female | SP.POP.0004.FE | 918000 | 935000
RWAPopulation ages 00-04, male | Rwanda | RWA | Population ages 00-04, male | SP.POP.0004.MA | 931000 | 950000
RWAPopulation ages 05-09, female | Rwanda | RWA | Population ages 05-09, female | SP.POP.0509.FE | 825000 | 835000
RWAPopulation ages 05-09, male | Rwanda | RWA | Population ages 05-09, male | SP.POP.0509.MA | 829000 | 841000
RWAPopulation ages 10-14, female | Rwanda | RWA | Population ages 10-14, female | SP.POP.1014.FE | 761000 | 777000
RWAPopulation ages 10-14, male | Rwanda | RWA | Population ages 10-14, male | SP.POP.1014.MA | 757000 | 775000
RWAPopulation ages 15-19, female | Rwanda | RWA | Population ages 15-19, female | SP.POP.1519.FE | 663000 | 681000
RWAPopulation ages 15-19, male | Rwanda | RWA | Population ages 15-19, male | SP.POP.1519.MA | 656000 | 673000
RWAPopulation ages 20-24, female | Rwanda | RWA | Population ages 20-24, female | SP.POP.2024.FE | 582000 | 597000
RWAPopulation ages 20-24, male | Rwanda | RWA | Population ages 20-24, male | SP.POP.2024.MA | 570000 | 586000
RWAPopulation ages 25-29, female | Rwanda | RWA | Population ages 25-29, female | SP.POP.2529.FE | 518000 | 525000
RWAPopulation ages 25-29, male | Rwanda | RWA | Population ages 25-29, male | SP.POP.2529.MA | 498000 | 503000
RWAPopulation ages 30-34, female | Rwanda | RWA | Population ages 30-34, female | SP.POP.3034.FE | 489000 | 494000
RWAPopulation ages 30-34, male | Rwanda | RWA | Population ages 30-34, male | SP.POP.3034.MA | 475000 | 485000
RWAPopulation ages 35-39, female | Rwanda | RWA | Population ages 35-39, female | SP.POP.3539.FE | 424000 | 444000
RWAPopulation ages 35-39, male | Rwanda | RWA | Population ages 35-39, male | SP.POP.3539.MA | 371000 | 390000
RWAPopulation ages 40-44, female | Rwanda | RWA | Population ages 40-44, female | SP.POP.4044.FE | 298000 | 317000
RWAPopulation ages 40-44, male | Rwanda | RWA | Population ages 40-44, male | SP.POP.4044.MA | 277000 | 292000
RWAPopulation ages 45-49, female | Rwanda | RWA | Population ages 45-49, female | SP.POP.4549.FE | 230000 | 244000
RWAPopulation ages 45-49, male | Rwanda | RWA | Population ages 45-49, male | SP.POP.4549.MA | 207000 | 217000
RWAPopulation ages 50-54, female | Rwanda | RWA | Population ages 50-54, female | SP.POP.5054.FE | 178000 | 179000
RWAPopulation ages 50-54, male | Rwanda | RWA | Population ages 50-54, male | SP.POP.5054.MA | 178000 | 176000
RWAPopulation ages 55-59, male | Rwanda | RWA | Population ages 55-59, male | SP.POP.5559.MA | 183000 | 188000
RWAPopulation ages 55-59, female | Rwanda | RWA | Population ages 55-59, female | SP.POP.5559.FE | 182000 | 186000
RWAPopulation ages 65-69, male | Rwanda | RWA | Population ages 65-69, male | SP.POP.6569.MA | 78000 | 83000
RWAPopulation ages 65-69, female | Rwanda | RWA | Population ages 65-69, female | SP.POP.6569.FE | 98000 | 103000
RWAPopulation ages 60-64, female | Rwanda | RWA | Population ages 60-64, female | SP.POP.6064.FE | 129000 | 136000
RWAPopulation ages 60-64, male | Rwanda | RWA | Population ages 60-64, male | SP.POP.6064.MA | 115000 | 123000
RWAPopulation ages 70-74, female | Rwanda | RWA | Population ages 70-74, female | SP.POP.7074.FE | 62000 | 65000
RWAPopulation ages 70-74, male | Rwanda | RWA | Population ages 70-74, male | SP.POP.7074.MA | 41000 | 44000
RWAPopulation ages 75-79, female | Rwanda | RWA | Population ages 75-79, female | SP.POP.7579.FE | 38000 | 41000
RWAPopulation ages 75-79, male | Rwanda | RWA | Population ages 75-79, male | SP.POP.7579.MA | 23000 | 25000
RWAPopulation ages 80 and above, female | Rwanda | RWA | Population ages 80 and above, female | SP.POP.80UP.FE | 27000 | 27000
RWAPopulation ages 80 and above, male | Rwanda | RWA | Population ages 80 and above, male | SP.POP.80UP.MA | 16000 | 16000
RWAPopulation, male | Rwanda | RWA | Population, male | SP.POP.TOTL.MA.IN | 6206000 | 6367000
RWAPopulation, total | Rwanda | RWA | Population, total | SP.POP.TOTL | 12627000 | 12952000
RWAPopulation, female | Rwanda | RWA | Population, female | SP.POP.TOTL.FE.IN | 6421000 | 6585000
RWAPopulation growth (annual %) | Rwanda | RWA | Population growth (annual %) | SP.POP.GROW | 0 | 0
WSMPopulation ages 0-14, female | Samoa | WSM | Population ages 0-14, female | SP.POP.0014.FE.IN | 36000 | 35000
WSMPopulation ages 0-14, male | Samoa | WSM | Population ages 0-14, male | SP.POP.0014.MA.IN | 39000 | 38000
WSMPopulation ages 00-04, female | Samoa | WSM | Population ages 00-04, female | SP.POP.0004.FE | 13000 | 13000
WSMPopulation ages 00-04, male | Samoa | WSM | Population ages 00-04, male | SP.POP.0004.MA | 14000 | 14000
WSMPopulation ages 05-09, female | Samoa | WSM | Population ages 05-09, female | SP.POP.0509.FE | 12000 | 12000
WSMPopulation ages 05-09, male | Samoa | WSM | Population ages 05-09, male | SP.POP.0509.MA | 13000 | 13000
WSMPopulation ages 10-14, female | Samoa | WSM | Population ages 10-14, female | SP.POP.1014.FE | 11000 | 11000
WSMPopulation ages 10-14, male | Samoa | WSM | Population ages 10-14, male | SP.POP.1014.MA | 12000 | 12000
WSMPopulation ages 15-19, female | Samoa | WSM | Population ages 15-19, female | SP.POP.1519.FE | 9000 | 9300
WSMPopulation ages 15-19, male | Samoa | WSM | Population ages 15-19, male | SP.POP.1519.MA | 9800 | 10000
WSMPopulation ages 20-24, female | Samoa | WSM | Population ages 20-24, female | SP.POP.2024.FE | 7700 | 7800
WSMPopulation ages 20-24, male | Samoa | WSM | Population ages 20-24, male | SP.POP.2024.MA | 8700 | 8800
WSMPopulation ages 25-29, female | Samoa | WSM | Population ages 25-29, female | SP.POP.2529.FE | 6600 | 6900
WSMPopulation ages 25-29, male | Samoa | WSM | Population ages 25-29, male | SP.POP.2529.MA | 7600 | 7900
WSMPopulation ages 30-34, female | Samoa | WSM | Population ages 30-34, female | SP.POP.3034.FE | 5300 | 5500
WSMPopulation ages 30-34, male | Samoa | WSM | Population ages 30-34, male | SP.POP.3034.MA | 6000 | 6200
WSMPopulation ages 35-39, female | Samoa | WSM | Population ages 35-39, female | SP.POP.3539.FE | 5100 | 5000
WSMPopulation ages 35-39, male | Samoa | WSM | Population ages 35-39, male | SP.POP.3539.MA | 5400 | 5400
WSMPopulation ages 40-44, female | Samoa | WSM | Population ages 40-44, female | SP.POP.4044.FE | 4800 | 4800
WSMPopulation ages 40-44, male | Samoa | WSM | Population ages 40-44, male | SP.POP.4044.MA | 5200 | 5100
WSMPopulation ages 45-49, female | Samoa | WSM | Population ages 45-49, female | SP.POP.4549.FE | 4500 | 4600
WSMPopulation ages 45-49, male | Samoa | WSM | Population ages 45-49, male | SP.POP.4549.MA | 5100 | 5100
WSMPopulation ages 50-54, female | Samoa | WSM | Population ages 50-54, female | SP.POP.5054.FE | 4200 | 4200
WSMPopulation ages 50-54, male | Samoa | WSM | Population ages 50-54, male | SP.POP.5054.MA | 4600 | 4700
WSMPopulation ages 55-59, male | Samoa | WSM | Population ages 55-59, male | SP.POP.5559.MA | 3700 | 3800
WSMPopulation ages 55-59, female | Samoa | WSM | Population ages 55-59, female | SP.POP.5559.FE | 3600 | 3700
WSMPopulation ages 65-69, male | Samoa | WSM | Population ages 65-69, male | SP.POP.6569.MA | 1900 | 2000
WSMPopulation ages 65-69, female | Samoa | WSM | Population ages 65-69, female | SP.POP.6569.FE | 2000 | 2100
WSMPopulation ages 60-64, female | Samoa | WSM | Population ages 60-64, female | SP.POP.6064.FE | 2800 | 2900
WSMPopulation ages 60-64, male | Samoa | WSM | Population ages 60-64, male | SP.POP.6064.MA | 2900 | 3000
WSMPopulation ages 70-74, female | Samoa | WSM | Population ages 70-74, female | SP.POP.7074.FE | 1400 | 1500
WSMPopulation ages 70-74, male | Samoa | WSM | Population ages 70-74, male | SP.POP.7074.MA | 1200 | 1200
WSMPopulation ages 75-79, female | Samoa | WSM | Population ages 75-79, female | SP.POP.7579.FE | 1100 | 1100
WSMPopulation ages 75-79, male | Samoa | WSM | Population ages 75-79, male | SP.POP.7579.MA | 700 | 700
WSMPopulation ages 80 and above, female | Samoa | WSM | Population ages 80 and above, female | SP.POP.80UP.FE | 900 | 900
WSMPopulation ages 80 and above, male | Samoa | WSM | Population ages 80 and above, male | SP.POP.80UP.MA | 500 | 500
WSMPopulation, male | Samoa | WSM | Population, male | SP.POP.TOTL.MA.IN | 102000 | 103000
WSMPopulation, total | Samoa | WSM | Population, total | SP.POP.TOTL | 197000 | 198000
WSMPopulation, female | Samoa | WSM | Population, female | SP.POP.TOTL.FE.IN | 95000 | 96000
WSMPopulation growth (annual %) | Samoa | WSM | Population growth (annual %) | SP.POP.GROW | 0 | 0
SMRPopulation ages 0-14, female | San Marino | SMR | Population ages 0-14, female | SP.POP.0014.FE.IN | 0 | 0
SMRPopulation ages 0-14, male | San Marino | SMR | Population ages 0-14, male | SP.POP.0014.MA.IN | 0 | 0
SMRPopulation ages 00-04, female | San Marino | SMR | Population ages 00-04, female | SP.POP.0004.FE | 0 | 0
SMRPopulation ages 00-04, male | San Marino | SMR | Population ages 00-04, male | SP.POP.0004.MA | 0 | 0
SMRPopulation ages 05-09, female | San Marino | SMR | Population ages 05-09, female | SP.POP.0509.FE | 0 | 0
SMRPopulation ages 05-09, male | San Marino | SMR | Population ages 05-09, male | SP.POP.0509.MA | 0 | 0
SMRPopulation ages 10-14, female | San Marino | SMR | Population ages 10-14, female | SP.POP.1014.FE | 0 | 0
SMRPopulation ages 10-14, male | San Marino | SMR | Population ages 10-14, male | SP.POP.1014.MA | 0 | 0
SMRPopulation ages 15-19, female | San Marino | SMR | Population ages 15-19, female | SP.POP.1519.FE | 0 | 0
SMRPopulation ages 15-19, male | San Marino | SMR | Population ages 15-19, male | SP.POP.1519.MA | 0 | 0
SMRPopulation ages 20-24, female | San Marino | SMR | Population ages 20-24, female | SP.POP.2024.FE | 0 | 0
SMRPopulation ages 20-24, male | San Marino | SMR | Population ages 20-24, male | SP.POP.2024.MA | 0 | 0
SMRPopulation ages 25-29, female | San Marino | SMR | Population ages 25-29, female | SP.POP.2529.FE | 0 | 0
SMRPopulation ages 25-29, male | San Marino | SMR | Population ages 25-29, male | SP.POP.2529.MA | 0 | 0
SMRPopulation ages 30-34, female | San Marino | SMR | Population ages 30-34, female | SP.POP.3034.FE | 0 | 0
SMRPopulation ages 30-34, male | San Marino | SMR | Population ages 30-34, male | SP.POP.3034.MA | 0 | 0
SMRPopulation ages 35-39, female | San Marino | SMR | Population ages 35-39, female | SP.POP.3539.FE | 0 | 0
SMRPopulation ages 35-39, male | San Marino | SMR | Population ages 35-39, male | SP.POP.3539.MA | 0 | 0
SMRPopulation ages 40-44, female | San Marino | SMR | Population ages 40-44, female | SP.POP.4044.FE | 0 | 0
SMRPopulation ages 40-44, male | San Marino | SMR | Population ages 40-44, male | SP.POP.4044.MA | 0 | 0
SMRPopulation ages 45-49, female | San Marino | SMR | Population ages 45-49, female | SP.POP.4549.FE | 0 | 0
SMRPopulation ages 45-49, male | San Marino | SMR | Population ages 45-49, male | SP.POP.4549.MA | 0 | 0
SMRPopulation ages 50-54, female | San Marino | SMR | Population ages 50-54, female | SP.POP.5054.FE | 0 | 0
SMRPopulation ages 50-54, male | San Marino | SMR | Population ages 50-54, male | SP.POP.5054.MA | 0 | 0
SMRPopulation ages 55-59, male | San Marino | SMR | Population ages 55-59, male | SP.POP.5559.MA | 0 | 0
SMRPopulation ages 55-59, female | San Marino | SMR | Population ages 55-59, female | SP.POP.5559.FE | 0 | 0
SMRPopulation ages 65-69, male | San Marino | SMR | Population ages 65-69, male | SP.POP.6569.MA | 0 | 0
SMRPopulation ages 65-69, female | San Marino | SMR | Population ages 65-69, female | SP.POP.6569.FE | 0 | 0
SMRPopulation ages 60-64, female | San Marino | SMR | Population ages 60-64, female | SP.POP.6064.FE | 0 | 0
SMRPopulation ages 60-64, male | San Marino | SMR | Population ages 60-64, male | SP.POP.6064.MA | 0 | 0
SMRPopulation ages 70-74, female | San Marino | SMR | Population ages 70-74, female | SP.POP.7074.FE | 0 | 0
SMRPopulation ages 70-74, male | San Marino | SMR | Population ages 70-74, male | SP.POP.7074.MA | 0 | 0
SMRPopulation ages 75-79, female | San Marino | SMR | Population ages 75-79, female | SP.POP.7579.FE | 0 | 0
SMRPopulation ages 75-79, male | San Marino | SMR | Population ages 75-79, male | SP.POP.7579.MA | 0 | 0
SMRPopulation ages 80 and above, female | San Marino | SMR | Population ages 80 and above, female | SP.POP.80UP.FE | 0 | 0
SMRPopulation ages 80 and above, male | San Marino | SMR | Population ages 80 and above, male | SP.POP.80UP.MA | 0 | 0
SMRPopulation, male | San Marino | SMR | Population, male | SP.POP.TOTL.MA.IN | 0 | 0
SMRPopulation, total | San Marino | SMR | Population, total | SP.POP.TOTL | 34000 | 34000
SMRPopulation, female | San Marino | SMR | Population, female | SP.POP.TOTL.FE.IN | 0 | 0
SMRPopulation growth (annual %) | San Marino | SMR | Population growth (annual %) | SP.POP.GROW | 0 | 0
STPPopulation ages 0-14, female | Sao Tome and Principe | STP | Population ages 0-14, female | SP.POP.0014.FE.IN | 45000 | 45000
STPPopulation ages 0-14, male | Sao Tome and Principe | STP | Population ages 0-14, male | SP.POP.0014.MA.IN | 46000 | 46000
STPPopulation ages 00-04, female | Sao Tome and Principe | STP | Population ages 00-04, female | SP.POP.0004.FE | 16000 | 16000
STPPopulation ages 00-04, male | Sao Tome and Principe | STP | Population ages 00-04, male | SP.POP.0004.MA | 16000 | 16000
STPPopulation ages 05-09, female | Sao Tome and Principe | STP | Population ages 05-09, female | SP.POP.0509.FE | 15000 | 15000
STPPopulation ages 05-09, male | Sao Tome and Principe | STP | Population ages 05-09, male | SP.POP.0509.MA | 15000 | 15000
STPPopulation ages 10-14, female | Sao Tome and Principe | STP | Population ages 10-14, female | SP.POP.1014.FE | 14000 | 14000
STPPopulation ages 10-14, male | Sao Tome and Principe | STP | Population ages 10-14, male | SP.POP.1014.MA | 14000 | 15000
STPPopulation ages 15-19, female | Sao Tome and Principe | STP | Population ages 15-19, female | SP.POP.1519.FE | 12000 | 12000
STPPopulation ages 15-19, male | Sao Tome and Principe | STP | Population ages 15-19, male | SP.POP.1519.MA | 12000 | 13000
STPPopulation ages 20-24, female | Sao Tome and Principe | STP | Population ages 20-24, female | SP.POP.2024.FE | 8900 | 9200
STPPopulation ages 20-24, male | Sao Tome and Principe | STP | Population ages 20-24, male | SP.POP.2024.MA | 9100 | 9500
STPPopulation ages 25-29, female | Sao Tome and Principe | STP | Population ages 25-29, female | SP.POP.2529.FE | 7400 | 7400
STPPopulation ages 25-29, male | Sao Tome and Principe | STP | Population ages 25-29, male | SP.POP.2529.MA | 7500 | 7600
STPPopulation ages 30-34, female | Sao Tome and Principe | STP | Population ages 30-34, female | SP.POP.3034.FE | 7000 | 7000
STPPopulation ages 30-34, male | Sao Tome and Principe | STP | Population ages 30-34, male | SP.POP.3034.MA | 7100 | 7100
STPPopulation ages 35-39, female | Sao Tome and Principe | STP | Population ages 35-39, female | SP.POP.3539.FE | 6200 | 6200
STPPopulation ages 35-39, male | Sao Tome and Principe | STP | Population ages 35-39, male | SP.POP.3539.MA | 6300 | 6300
STPPopulation ages 40-44, female | Sao Tome and Principe | STP | Population ages 40-44, female | SP.POP.4044.FE | 5300 | 5500
STPPopulation ages 40-44, male | Sao Tome and Principe | STP | Population ages 40-44, male | SP.POP.4044.MA | 5300 | 5500
STPPopulation ages 45-49, female | Sao Tome and Principe | STP | Population ages 45-49, female | SP.POP.4549.FE | 3800 | 3900
STPPopulation ages 45-49, male | Sao Tome and Principe | STP | Population ages 45-49, male | SP.POP.4549.MA | 3700 | 3800
STPPopulation ages 50-54, female | Sao Tome and Principe | STP | Population ages 50-54, female | SP.POP.5054.FE | 3700 | 3700
STPPopulation ages 50-54, male | Sao Tome and Principe | STP | Population ages 50-54, male | SP.POP.5054.MA | 3500 | 3600
STPPopulation ages 55-59, male | Sao Tome and Principe | STP | Population ages 55-59, male | SP.POP.5559.MA | 2400 | 2500
STPPopulation ages 55-59, female | Sao Tome and Principe | STP | Population ages 55-59, female | SP.POP.5559.FE | 2800 | 2900
STPPopulation ages 65-69, male | Sao Tome and Principe | STP | Population ages 65-69, male | SP.POP.6569.MA | 1200 | 1200
STPPopulation ages 65-69, female | Sao Tome and Principe | STP | Population ages 65-69, female | SP.POP.6569.FE | 1400 | 1500
STPPopulation ages 60-64, female | Sao Tome and Principe | STP | Population ages 60-64, female | SP.POP.6064.FE | 2200 | 2300
STPPopulation ages 60-64, male | Sao Tome and Principe | STP | Population ages 60-64, male | SP.POP.6064.MA | 2000 | 2000
STPPopulation ages 70-74, female | Sao Tome and Principe | STP | Population ages 70-74, female | SP.POP.7074.FE | 900 | 900
STPPopulation ages 70-74, male | Sao Tome and Principe | STP | Population ages 70-74, male | SP.POP.7074.MA | 800 | 800
STPPopulation ages 75-79, female | Sao Tome and Principe | STP | Population ages 75-79, female | SP.POP.7579.FE | 600 | 600
STPPopulation ages 75-79, male | Sao Tome and Principe | STP | Population ages 75-79, male | SP.POP.7579.MA | 400 | 400
STPPopulation ages 80 and above, female | Sao Tome and Principe | STP | Population ages 80 and above, female | SP.POP.80UP.FE | 700 | 700
STPPopulation ages 80 and above, male | Sao Tome and Principe | STP | Population ages 80 and above, male | SP.POP.80UP.MA | 400 | 400
STPPopulation, male | Sao Tome and Principe | STP | Population, male | SP.POP.TOTL.MA.IN | 108000 | 110000
STPPopulation, total | Sao Tome and Principe | STP | Population, total | SP.POP.TOTL | 215000 | 219000
STPPopulation, female | Sao Tome and Principe | STP | Population, female | SP.POP.TOTL.FE.IN | 107000 | 109000
STPPopulation growth (annual %) | Sao Tome and Principe | STP | Population growth (annual %) | SP.POP.GROW | 0 | 0
SAUPopulation ages 0-14, female | Saudi Arabia | SAU | Population ages 0-14, female | SP.POP.0014.FE.IN | 4190000 | 4236000
SAUPopulation ages 0-14, male | Saudi Arabia | SAU | Population ages 0-14, male | SP.POP.0014.MA.IN | 4329000 | 4362000
SAUPopulation ages 00-04, female | Saudi Arabia | SAU | Population ages 00-04, female | SP.POP.0004.FE | 1474000 | 1468000
SAUPopulation ages 00-04, male | Saudi Arabia | SAU | Population ages 00-04, male | SP.POP.0004.MA | 1522000 | 1511000
SAUPopulation ages 05-09, female | Saudi Arabia | SAU | Population ages 05-09, female | SP.POP.0509.FE | 1447000 | 1467000
SAUPopulation ages 05-09, male | Saudi Arabia | SAU | Population ages 05-09, male | SP.POP.0509.MA | 1494000 | 1510000
SAUPopulation ages 10-14, female | Saudi Arabia | SAU | Population ages 10-14, female | SP.POP.1014.FE | 1270000 | 1301000
SAUPopulation ages 10-14, male | Saudi Arabia | SAU | Population ages 10-14, male | SP.POP.1014.MA | 1312000 | 1341000
SAUPopulation ages 15-19, female | Saudi Arabia | SAU | Population ages 15-19, female | SP.POP.1519.FE | 1093000 | 1090000
SAUPopulation ages 15-19, male | Saudi Arabia | SAU | Population ages 15-19, male | SP.POP.1519.MA | 1143000 | 1129000
SAUPopulation ages 20-24, female | Saudi Arabia | SAU | Population ages 20-24, female | SP.POP.2024.FE | 1145000 | 1105000
SAUPopulation ages 20-24, male | Saudi Arabia | SAU | Population ages 20-24, male | SP.POP.2024.MA | 1279000 | 1228000
SAUPopulation ages 25-29, female | Saudi Arabia | SAU | Population ages 25-29, female | SP.POP.2529.FE | 1359000 | 1358000
SAUPopulation ages 25-29, male | Saudi Arabia | SAU | Population ages 25-29, male | SP.POP.2529.MA | 1676000 | 1664000
SAUPopulation ages 30-34, female | Saudi Arabia | SAU | Population ages 30-34, female | SP.POP.3034.FE | 1385000 | 1417000
SAUPopulation ages 30-34, male | Saudi Arabia | SAU | Population ages 30-34, male | SP.POP.3034.MA | 1987000 | 2021000
SAUPopulation ages 35-39, female | Saudi Arabia | SAU | Population ages 35-39, female | SP.POP.3539.FE | 1326000 | 1333000
SAUPopulation ages 35-39, male | Saudi Arabia | SAU | Population ages 35-39, male | SP.POP.3539.MA | 2188000 | 2210000
SAUPopulation ages 40-44, female | Saudi Arabia | SAU | Population ages 40-44, female | SP.POP.4044.FE | 1254000 | 1284000
SAUPopulation ages 40-44, male | Saudi Arabia | SAU | Population ages 40-44, male | SP.POP.4044.MA | 2234000 | 2294000
SAUPopulation ages 45-49, female | Saudi Arabia | SAU | Population ages 45-49, female | SP.POP.4549.FE | 916000 | 969000
SAUPopulation ages 45-49, male | Saudi Arabia | SAU | Population ages 45-49, male | SP.POP.4549.MA | 1759000 | 1862000
SAUPopulation ages 50-54, female | Saudi Arabia | SAU | Population ages 50-54, female | SP.POP.5054.FE | 580000 | 607000
SAUPopulation ages 50-54, male | Saudi Arabia | SAU | Population ages 50-54, male | SP.POP.5054.MA | 1215000 | 1285000
SAUPopulation ages 55-59, male | Saudi Arabia | SAU | Population ages 55-59, male | SP.POP.5559.MA | 849000 | 898000
SAUPopulation ages 55-59, female | Saudi Arabia | SAU | Population ages 55-59, female | SP.POP.5559.FE | 411000 | 426000
SAUPopulation ages 65-69, male | Saudi Arabia | SAU | Population ages 65-69, male | SP.POP.6569.MA | 299000 | 315000
SAUPopulation ages 65-69, female | Saudi Arabia | SAU | Population ages 65-69, female | SP.POP.6569.FE | 227000 | 239000
SAUPopulation ages 60-64, female | Saudi Arabia | SAU | Population ages 60-64, female | SP.POP.6064.FE | 279000 | 287000
SAUPopulation ages 60-64, male | Saudi Arabia | SAU | Population ages 60-64, male | SP.POP.6064.MA | 502000 | 532000
SAUPopulation ages 70-74, female | Saudi Arabia | SAU | Population ages 70-74, female | SP.POP.7074.FE | 134000 | 142000
SAUPopulation ages 70-74, male | Saudi Arabia | SAU | Population ages 70-74, male | SP.POP.7074.MA | 145000 | 151000
SAUPopulation ages 75-79, female | Saudi Arabia | SAU | Population ages 75-79, female | SP.POP.7579.FE | 97000 | 99000
SAUPopulation ages 75-79, male | Saudi Arabia | SAU | Population ages 75-79, male | SP.POP.7579.MA | 100000 | 102000
SAUPopulation ages 80 and above, female | Saudi Arabia | SAU | Population ages 80 and above, female | SP.POP.80UP.FE | 89000 | 91000
SAUPopulation ages 80 and above, male | Saudi Arabia | SAU | Population ages 80 and above, male | SP.POP.80UP.MA | 78000 | 79000
SAUPopulation, male | Saudi Arabia | SAU | Population, male | SP.POP.TOTL.MA.IN | 19784000 | 20131000
SAUPopulation, total | Saudi Arabia | SAU | Population, total | SP.POP.TOTL | 34269000 | 34814000
SAUPopulation, female | Saudi Arabia | SAU | Population, female | SP.POP.TOTL.FE.IN | 14485000 | 14683000
SAUPopulation growth (annual %) | Saudi Arabia | SAU | Population growth (annual %) | SP.POP.GROW | 0 | 0
SENPopulation ages 0-14, female | Senegal | SEN | Population ages 0-14, female | SP.POP.0014.FE.IN | 3445000 | 3518000
SENPopulation ages 0-14, male | Senegal | SEN | Population ages 0-14, male | SP.POP.0014.MA.IN | 3536000 | 3613000
SENPopulation ages 00-04, female | Senegal | SEN | Population ages 00-04, female | SP.POP.0004.FE | 1274000 | 1289000
SENPopulation ages 00-04, male | Senegal | SEN | Population ages 00-04, male | SP.POP.0004.MA | 1311000 | 1326000
SENPopulation ages 05-09, female | Senegal | SEN | Population ages 05-09, female | SP.POP.0509.FE | 1167000 | 1192000
SENPopulation ages 05-09, male | Senegal | SEN | Population ages 05-09, male | SP.POP.0509.MA | 1198000 | 1225000
SENPopulation ages 10-14, female | Senegal | SEN | Population ages 10-14, female | SP.POP.1014.FE | 1004000 | 1037000
SENPopulation ages 10-14, male | Senegal | SEN | Population ages 10-14, male | SP.POP.1014.MA | 1028000 | 1062000
SENPopulation ages 15-19, female | Senegal | SEN | Population ages 15-19, female | SP.POP.1519.FE | 849000 | 875000
SENPopulation ages 15-19, male | Senegal | SEN | Population ages 15-19, male | SP.POP.1519.MA | 863000 | 890000
SENPopulation ages 20-24, female | Senegal | SEN | Population ages 20-24, female | SP.POP.2024.FE | 742000 | 760000
SENPopulation ages 20-24, male | Senegal | SEN | Population ages 20-24, male | SP.POP.2024.MA | 739000 | 759000
SENPopulation ages 25-29, female | Senegal | SEN | Population ages 25-29, female | SP.POP.2529.FE | 649000 | 664000
SENPopulation ages 25-29, male | Senegal | SEN | Population ages 25-29, male | SP.POP.2529.MA | 622000 | 641000
SENPopulation ages 30-34, female | Senegal | SEN | Population ages 30-34, female | SP.POP.3034.FE | 566000 | 579000
SENPopulation ages 30-34, male | Senegal | SEN | Population ages 30-34, male | SP.POP.3034.MA | 515000 | 531000
SENPopulation ages 35-39, female | Senegal | SEN | Population ages 35-39, female | SP.POP.3539.FE | 487000 | 503000
SENPopulation ages 35-39, male | Senegal | SEN | Population ages 35-39, male | SP.POP.3539.MA | 420000 | 437000
SENPopulation ages 40-44, female | Senegal | SEN | Population ages 40-44, female | SP.POP.4044.FE | 392000 | 408000
SENPopulation ages 40-44, male | Senegal | SEN | Population ages 40-44, male | SP.POP.4044.MA | 319000 | 334000
SENPopulation ages 45-49, female | Senegal | SEN | Population ages 45-49, female | SP.POP.4549.FE | 317000 | 329000
SENPopulation ages 45-49, male | Senegal | SEN | Population ages 45-49, male | SP.POP.4549.MA | 251000 | 261000
SENPopulation ages 50-54, female | Senegal | SEN | Population ages 50-54, female | SP.POP.5054.FE | 252000 | 262000
SENPopulation ages 50-54, male | Senegal | SEN | Population ages 50-54, male | SP.POP.5054.MA | 198000 | 205000
SENPopulation ages 55-59, male | Senegal | SEN | Population ages 55-59, male | SP.POP.5559.MA | 154000 | 160000
SENPopulation ages 55-59, female | Senegal | SEN | Population ages 55-59, female | SP.POP.5559.FE | 200000 | 208000
SENPopulation ages 65-69, male | Senegal | SEN | Population ages 65-69, male | SP.POP.6569.MA | 90000 | 93000
SENPopulation ages 65-69, female | Senegal | SEN | Population ages 65-69, female | SP.POP.6569.FE | 121000 | 126000
SENPopulation ages 60-64, female | Senegal | SEN | Population ages 60-64, female | SP.POP.6064.FE | 158000 | 164000
SENPopulation ages 60-64, male | Senegal | SEN | Population ages 60-64, male | SP.POP.6064.MA | 119000 | 122000
SENPopulation ages 70-74, female | Senegal | SEN | Population ages 70-74, female | SP.POP.7074.FE | 82000 | 85000
SENPopulation ages 70-74, male | Senegal | SEN | Population ages 70-74, male | SP.POP.7074.MA | 59000 | 60000
SENPopulation ages 75-79, female | Senegal | SEN | Population ages 75-79, female | SP.POP.7579.FE | 53000 | 55000
SENPopulation ages 75-79, male | Senegal | SEN | Population ages 75-79, male | SP.POP.7579.MA | 38000 | 39000
SENPopulation ages 80 and above, female | Senegal | SEN | Population ages 80 and above, female | SP.POP.80UP.FE | 37000 | 37000
SENPopulation ages 80 and above, male | Senegal | SEN | Population ages 80 and above, male | SP.POP.80UP.MA | 25000 | 24000
SENPopulation, male | Senegal | SEN | Population, male | SP.POP.TOTL.MA.IN | 7946000 | 8171000
SENPopulation, total | Senegal | SEN | Population, total | SP.POP.TOTL | 16296000 | 16744000
SENPopulation, female | Senegal | SEN | Population, female | SP.POP.TOTL.FE.IN | 8350000 | 8573000
SENPopulation growth (annual %) | Senegal | SEN | Population growth (annual %) | SP.POP.GROW | 0 | 0
SRBPopulation ages 0-14, female | Serbia | SRB | Population ages 0-14, female | SP.POP.0014.FE.IN | 522000 | 514000
SRBPopulation ages 0-14, male | Serbia | SRB | Population ages 0-14, male | SP.POP.0014.MA.IN | 559000 | 550000
SRBPopulation ages 00-04, female | Serbia | SRB | Population ages 00-04, female | SP.POP.0004.FE | 161000 | 160000
SRBPopulation ages 00-04, male | Serbia | SRB | Population ages 00-04, male | SP.POP.0004.MA | 173000 | 172000
SRBPopulation ages 05-09, female | Serbia | SRB | Population ages 05-09, female | SP.POP.0509.FE | 171000 | 167000
SRBPopulation ages 05-09, male | Serbia | SRB | Population ages 05-09, male | SP.POP.0509.MA | 183000 | 179000
SRBPopulation ages 10-14, female | Serbia | SRB | Population ages 10-14, female | SP.POP.1014.FE | 189000 | 186000
SRBPopulation ages 10-14, male | Serbia | SRB | Population ages 10-14, male | SP.POP.1014.MA | 203000 | 200000
SRBPopulation ages 15-19, female | Serbia | SRB | Population ages 15-19, female | SP.POP.1519.FE | 198000 | 197000
SRBPopulation ages 15-19, male | Serbia | SRB | Population ages 15-19, male | SP.POP.1519.MA | 211000 | 210000
SRBPopulation ages 20-24, female | Serbia | SRB | Population ages 20-24, female | SP.POP.2024.FE | 205000 | 203000
SRBPopulation ages 20-24, male | Serbia | SRB | Population ages 20-24, male | SP.POP.2024.MA | 219000 | 217000
SRBPopulation ages 25-29, female | Serbia | SRB | Population ages 25-29, female | SP.POP.2529.FE | 224000 | 220000
SRBPopulation ages 25-29, male | Serbia | SRB | Population ages 25-29, male | SP.POP.2529.MA | 239000 | 234000
SRBPopulation ages 30-34, female | Serbia | SRB | Population ages 30-34, female | SP.POP.3034.FE | 238000 | 238000
SRBPopulation ages 30-34, male | Serbia | SRB | Population ages 30-34, male | SP.POP.3034.MA | 251000 | 252000
SRBPopulation ages 35-39, female | Serbia | SRB | Population ages 35-39, female | SP.POP.3539.FE | 235000 | 234000
SRBPopulation ages 35-39, male | Serbia | SRB | Population ages 35-39, male | SP.POP.3539.MA | 240000 | 239000
SRBPopulation ages 40-44, female | Serbia | SRB | Population ages 40-44, female | SP.POP.4044.FE | 248000 | 246000
SRBPopulation ages 40-44, male | Serbia | SRB | Population ages 40-44, male | SP.POP.4044.MA | 247000 | 247000
SRBPopulation ages 45-49, female | Serbia | SRB | Population ages 45-49, female | SP.POP.4549.FE | 242000 | 243000
SRBPopulation ages 45-49, male | Serbia | SRB | Population ages 45-49, male | SP.POP.4549.MA | 237000 | 239000
SRBPopulation ages 50-54, female | Serbia | SRB | Population ages 50-54, female | SP.POP.5054.FE | 229000 | 230000
SRBPopulation ages 50-54, male | Serbia | SRB | Population ages 50-54, male | SP.POP.5054.MA | 221000 | 222000
SRBPopulation ages 55-59, male | Serbia | SRB | Population ages 55-59, male | SP.POP.5559.MA | 212000 | 211000
SRBPopulation ages 55-59, female | Serbia | SRB | Population ages 55-59, female | SP.POP.5559.FE | 226000 | 226000
SRBPopulation ages 65-69, male | Serbia | SRB | Population ages 65-69, male | SP.POP.6569.MA | 216000 | 216000
SRBPopulation ages 65-69, female | Serbia | SRB | Population ages 65-69, female | SP.POP.6569.FE | 256000 | 256000
SRBPopulation ages 60-64, female | Serbia | SRB | Population ages 60-64, female | SP.POP.6064.FE | 237000 | 229000
SRBPopulation ages 60-64, male | Serbia | SRB | Population ages 60-64, male | SP.POP.6064.MA | 211000 | 205000
SRBPopulation ages 70-74, female | Serbia | SRB | Population ages 70-74, female | SP.POP.7074.FE | 194000 | 205000
SRBPopulation ages 70-74, male | Serbia | SRB | Population ages 70-74, male | SP.POP.7074.MA | 154000 | 163000
SRBPopulation ages 75-79, female | Serbia | SRB | Population ages 75-79, female | SP.POP.7579.FE | 120000 | 123000
SRBPopulation ages 75-79, male | Serbia | SRB | Population ages 75-79, male | SP.POP.7579.MA | 85000 | 87000
SRBPopulation ages 80 and above, female | Serbia | SRB | Population ages 80 and above, female | SP.POP.80UP.FE | 173000 | 169000
SRBPopulation ages 80 and above, male | Serbia | SRB | Population ages 80 and above, male | SP.POP.80UP.MA | 106000 | 101000
SRBPopulation, male | Serbia | SRB | Population, male | SP.POP.TOTL.MA.IN | 3407000 | 3394000
SRBPopulation, total | Serbia | SRB | Population, total | SP.POP.TOTL | 6955000 | 6929000
SRBPopulation, female | Serbia | SRB | Population, female | SP.POP.TOTL.FE.IN | 3548000 | 3535000
SRBPopulation growth (annual %) | Serbia | SRB | Population growth (annual %) | SP.POP.GROW | 0 | 0
SYCPopulation ages 0-14, female | Seychelles | SYC | Population ages 0-14, female | SP.POP.0014.FE.IN | 11000 | 11000
SYCPopulation ages 0-14, male | Seychelles | SYC | Population ages 0-14, male | SP.POP.0014.MA.IN | 12000 | 12000
SYCPopulation ages 00-04, female | Seychelles | SYC | Population ages 00-04, female | SP.POP.0004.FE | 3900 | 3800
SYCPopulation ages 00-04, male | Seychelles | SYC | Population ages 00-04, male | SP.POP.0004.MA | 4100 | 4100
SYCPopulation ages 05-09, female | Seychelles | SYC | Population ages 05-09, female | SP.POP.0509.FE | 3800 | 3800
SYCPopulation ages 05-09, male | Seychelles | SYC | Population ages 05-09, male | SP.POP.0509.MA | 4100 | 4100
SYCPopulation ages 10-14, female | Seychelles | SYC | Population ages 10-14, female | SP.POP.1014.FE | 3500 | 3600
SYCPopulation ages 10-14, male | Seychelles | SYC | Population ages 10-14, male | SP.POP.1014.MA | 3700 | 3800
SYCPopulation ages 15-19, female | Seychelles | SYC | Population ages 15-19, female | SP.POP.1519.FE | 3100 | 3100
SYCPopulation ages 15-19, male | Seychelles | SYC | Population ages 15-19, male | SP.POP.1519.MA | 3200 | 3300
SYCPopulation ages 20-24, female | Seychelles | SYC | Population ages 20-24, female | SP.POP.2024.FE | 3100 | 3100
SYCPopulation ages 20-24, male | Seychelles | SYC | Population ages 20-24, male | SP.POP.2024.MA | 3300 | 3200
SYCPopulation ages 25-29, female | Seychelles | SYC | Population ages 25-29, female | SP.POP.2529.FE | 3400 | 3300
SYCPopulation ages 25-29, male | Seychelles | SYC | Population ages 25-29, male | SP.POP.2529.MA | 3800 | 3700
SYCPopulation ages 30-34, female | Seychelles | SYC | Population ages 30-34, female | SP.POP.3034.FE | 3200 | 3200
SYCPopulation ages 30-34, male | Seychelles | SYC | Population ages 30-34, male | SP.POP.3034.MA | 3900 | 3800
SYCPopulation ages 35-39, female | Seychelles | SYC | Population ages 35-39, female | SP.POP.3539.FE | 3300 | 3300
SYCPopulation ages 35-39, male | Seychelles | SYC | Population ages 35-39, male | SP.POP.3539.MA | 4100 | 4000
SYCPopulation ages 40-44, female | Seychelles | SYC | Population ages 40-44, female | SP.POP.4044.FE | 3500 | 3400
SYCPopulation ages 40-44, male | Seychelles | SYC | Population ages 40-44, male | SP.POP.4044.MA | 4000 | 4000
SYCPopulation ages 45-49, female | Seychelles | SYC | Population ages 45-49, female | SP.POP.4549.FE | 3500 | 3500
SYCPopulation ages 45-49, male | Seychelles | SYC | Population ages 45-49, male | SP.POP.4549.MA | 3800 | 3900
SYCPopulation ages 50-54, female | Seychelles | SYC | Population ages 50-54, female | SP.POP.5054.FE | 3300 | 3300
SYCPopulation ages 50-54, male | Seychelles | SYC | Population ages 50-54, male | SP.POP.5054.MA | 3400 | 3400
SYCPopulation ages 55-59, male | Seychelles | SYC | Population ages 55-59, male | SP.POP.5559.MA | 3000 | 3000
SYCPopulation ages 55-59, female | Seychelles | SYC | Population ages 55-59, female | SP.POP.5559.FE | 3000 | 3100
SYCPopulation ages 65-69, male | Seychelles | SYC | Population ages 65-69, male | SP.POP.6569.MA | 1400 | 1500
SYCPopulation ages 65-69, female | Seychelles | SYC | Population ages 65-69, female | SP.POP.6569.FE | 1400 | 1600
SYCPopulation ages 60-64, female | Seychelles | SYC | Population ages 60-64, female | SP.POP.6064.FE | 2300 | 2400
SYCPopulation ages 60-64, male | Seychelles | SYC | Population ages 60-64, male | SP.POP.6064.MA | 2300 | 2400
SYCPopulation ages 70-74, female | Seychelles | SYC | Population ages 70-74, female | SP.POP.7074.FE | 800 | 900
SYCPopulation ages 70-74, male | Seychelles | SYC | Population ages 70-74, male | SP.POP.7074.MA | 800 | 800
SYCPopulation ages 75-79, female | Seychelles | SYC | Population ages 75-79, female | SP.POP.7579.FE | 900 | 900
SYCPopulation ages 75-79, male | Seychelles | SYC | Population ages 75-79, male | SP.POP.7579.MA | 700 | 700
SYCPopulation ages 80 and above, female | Seychelles | SYC | Population ages 80 and above, female | SP.POP.80UP.FE | 1100 | 1100
SYCPopulation ages 80 and above, male | Seychelles | SYC | Population ages 80 and above, male | SP.POP.80UP.MA | 500 | 500
SYCPopulation, male | Seychelles | SYC | Population, male | SP.POP.TOTL.MA.IN | 50000 | 50000
SYCPopulation, total | Seychelles | SYC | Population, total | SP.POP.TOTL | 97000 | 98000
SYCPopulation, female | Seychelles | SYC | Population, female | SP.POP.TOTL.FE.IN | 47000 | 48000
SYCPopulation growth (annual %) | Seychelles | SYC | Population growth (annual %) | SP.POP.GROW | 0 | 0
SLEPopulation ages 0-14, female | Sierra Leone | SLE | Population ages 0-14, female | SP.POP.0014.FE.IN | 1588000 | 1606000
SLEPopulation ages 0-14, male | Sierra Leone | SLE | Population ages 0-14, male | SP.POP.0014.MA.IN | 1594000 | 1612000
SLEPopulation ages 00-04, female | Sierra Leone | SLE | Population ages 00-04, female | SP.POP.0004.FE | 572000 | 578000
SLEPopulation ages 00-04, male | Sierra Leone | SLE | Population ages 00-04, male | SP.POP.0004.MA | 575000 | 581000
SLEPopulation ages 05-09, female | Sierra Leone | SLE | Population ages 05-09, female | SP.POP.0509.FE | 529000 | 533000
SLEPopulation ages 05-09, male | Sierra Leone | SLE | Population ages 05-09, male | SP.POP.0509.MA | 530000 | 534000
SLEPopulation ages 10-14, female | Sierra Leone | SLE | Population ages 10-14, female | SP.POP.1014.FE | 487000 | 495000
SLEPopulation ages 10-14, male | Sierra Leone | SLE | Population ages 10-14, male | SP.POP.1014.MA | 488000 | 497000
SLEPopulation ages 15-19, female | Sierra Leone | SLE | Population ages 15-19, female | SP.POP.1519.FE | 426000 | 436000
SLEPopulation ages 15-19, male | Sierra Leone | SLE | Population ages 15-19, male | SP.POP.1519.MA | 428000 | 439000
SLEPopulation ages 20-24, female | Sierra Leone | SLE | Population ages 20-24, female | SP.POP.2024.FE | 367000 | 376000
SLEPopulation ages 20-24, male | Sierra Leone | SLE | Population ages 20-24, male | SP.POP.2024.MA | 369000 | 378000
SLEPopulation ages 25-29, female | Sierra Leone | SLE | Population ages 25-29, female | SP.POP.2529.FE | 315000 | 323000
SLEPopulation ages 25-29, male | Sierra Leone | SLE | Population ages 25-29, male | SP.POP.2529.MA | 321000 | 329000
SLEPopulation ages 30-34, female | Sierra Leone | SLE | Population ages 30-34, female | SP.POP.3034.FE | 265000 | 272000
SLEPopulation ages 30-34, male | Sierra Leone | SLE | Population ages 30-34, male | SP.POP.3034.MA | 274000 | 281000
SLEPopulation ages 35-39, female | Sierra Leone | SLE | Population ages 35-39, female | SP.POP.3539.FE | 220000 | 227000
SLEPopulation ages 35-39, male | Sierra Leone | SLE | Population ages 35-39, male | SP.POP.3539.MA | 229000 | 236000
SLEPopulation ages 40-44, female | Sierra Leone | SLE | Population ages 40-44, female | SP.POP.4044.FE | 177000 | 183000
SLEPopulation ages 40-44, male | Sierra Leone | SLE | Population ages 40-44, male | SP.POP.4044.MA | 183000 | 190000
SLEPopulation ages 45-49, female | Sierra Leone | SLE | Population ages 45-49, female | SP.POP.4549.FE | 145000 | 149000
SLEPopulation ages 45-49, male | Sierra Leone | SLE | Population ages 45-49, male | SP.POP.4549.MA | 145000 | 150000
SLEPopulation ages 50-54, female | Sierra Leone | SLE | Population ages 50-54, female | SP.POP.5054.FE | 117000 | 120000
SLEPopulation ages 50-54, male | Sierra Leone | SLE | Population ages 50-54, male | SP.POP.5054.MA | 112000 | 116000
SLEPopulation ages 55-59, male | Sierra Leone | SLE | Population ages 55-59, male | SP.POP.5559.MA | 84000 | 87000
SLEPopulation ages 55-59, female | Sierra Leone | SLE | Population ages 55-59, female | SP.POP.5559.FE | 93000 | 95000
SLEPopulation ages 65-69, male | Sierra Leone | SLE | Population ages 65-69, male | SP.POP.6569.MA | 42000 | 43000
SLEPopulation ages 65-69, female | Sierra Leone | SLE | Population ages 65-69, female | SP.POP.6569.FE | 54000 | 55000
SLEPopulation ages 60-64, female | Sierra Leone | SLE | Population ages 60-64, female | SP.POP.6064.FE | 71000 | 73000
SLEPopulation ages 60-64, male | Sierra Leone | SLE | Population ages 60-64, male | SP.POP.6064.MA | 60000 | 62000
SLEPopulation ages 70-74, female | Sierra Leone | SLE | Population ages 70-74, female | SP.POP.7074.FE | 38000 | 39000
SLEPopulation ages 70-74, male | Sierra Leone | SLE | Population ages 70-74, male | SP.POP.7074.MA | 29000 | 29000
SLEPopulation ages 75-79, female | Sierra Leone | SLE | Population ages 75-79, female | SP.POP.7579.FE | 23000 | 24000
SLEPopulation ages 75-79, male | Sierra Leone | SLE | Population ages 75-79, male | SP.POP.7579.MA | 17000 | 17000
SLEPopulation ages 80 and above, female | Sierra Leone | SLE | Population ages 80 and above, female | SP.POP.80UP.FE | 17000 | 16000
SLEPopulation ages 80 and above, male | Sierra Leone | SLE | Population ages 80 and above, male | SP.POP.80UP.MA | 11000 | 10000
SLEPopulation, male | Sierra Leone | SLE | Population, male | SP.POP.TOTL.MA.IN | 3898000 | 3981000
SLEPopulation, total | Sierra Leone | SLE | Population, total | SP.POP.TOTL | 7813000 | 7977000
SLEPopulation, female | Sierra Leone | SLE | Population, female | SP.POP.TOTL.FE.IN | 3915000 | 3996000
SLEPopulation growth (annual %) | Sierra Leone | SLE | Population growth (annual %) | SP.POP.GROW | 0 | 0
SGPPopulation ages 0-14, female | Singapore | SGP | Population ages 0-14, female | SP.POP.0014.FE.IN | 342000 | 344000
SGPPopulation ages 0-14, male | Singapore | SGP | Population ages 0-14, male | SP.POP.0014.MA.IN | 362000 | 366000
SGPPopulation ages 00-04, female | Singapore | SGP | Population ages 00-04, female | SP.POP.0004.FE | 118000 | 122000
SGPPopulation ages 00-04, male | Singapore | SGP | Population ages 00-04, male | SP.POP.0004.MA | 127000 | 132000
SGPPopulation ages 05-09, female | Singapore | SGP | Population ages 05-09, female | SP.POP.0509.FE | 107000 | 106000
SGPPopulation ages 05-09, male | Singapore | SGP | Population ages 05-09, male | SP.POP.0509.MA | 113000 | 112000
SGPPopulation ages 10-14, female | Singapore | SGP | Population ages 10-14, female | SP.POP.1014.FE | 117000 | 116000
SGPPopulation ages 10-14, male | Singapore | SGP | Population ages 10-14, male | SP.POP.1014.MA | 122000 | 121000
SGPPopulation ages 15-19, female | Singapore | SGP | Population ages 15-19, female | SP.POP.1519.FE | 133000 | 127000
SGPPopulation ages 15-19, male | Singapore | SGP | Population ages 15-19, male | SP.POP.1519.MA | 146000 | 135000
SGPPopulation ages 20-24, female | Singapore | SGP | Population ages 20-24, female | SP.POP.2024.FE | 180000 | 176000
SGPPopulation ages 20-24, male | Singapore | SGP | Population ages 20-24, male | SP.POP.2024.MA | 223000 | 216000
SGPPopulation ages 25-29, female | Singapore | SGP | Population ages 25-29, female | SP.POP.2529.FE | 194000 | 195000
SGPPopulation ages 25-29, male | Singapore | SGP | Population ages 25-29, male | SP.POP.2529.MA | 231000 | 235000
SGPPopulation ages 30-34, female | Singapore | SGP | Population ages 30-34, female | SP.POP.3034.FE | 203000 | 201000
SGPPopulation ages 30-34, male | Singapore | SGP | Population ages 30-34, male | SP.POP.3034.MA | 225000 | 227000
SGPPopulation ages 35-39, female | Singapore | SGP | Population ages 35-39, female | SP.POP.3539.FE | 222000 | 221000
SGPPopulation ages 35-39, male | Singapore | SGP | Population ages 35-39, male | SP.POP.3539.MA | 234000 | 235000
SGPPopulation ages 40-44, female | Singapore | SGP | Population ages 40-44, female | SP.POP.4044.FE | 225000 | 225000
SGPPopulation ages 40-44, male | Singapore | SGP | Population ages 40-44, male | SP.POP.4044.MA | 244000 | 242000
SGPPopulation ages 45-49, female | Singapore | SGP | Population ages 45-49, female | SP.POP.4549.FE | 226000 | 229000
SGPPopulation ages 45-49, male | Singapore | SGP | Population ages 45-49, male | SP.POP.4549.MA | 255000 | 256000
SGPPopulation ages 50-54, female | Singapore | SGP | Population ages 50-54, female | SP.POP.5054.FE | 214000 | 215000
SGPPopulation ages 50-54, male | Singapore | SGP | Population ages 50-54, male | SP.POP.5054.MA | 246000 | 245000
SGPPopulation ages 55-59, male | Singapore | SGP | Population ages 55-59, male | SP.POP.5559.MA | 256000 | 256000
SGPPopulation ages 55-59, female | Singapore | SGP | Population ages 55-59, female | SP.POP.5559.FE | 216000 | 217000
SGPPopulation ages 65-69, male | Singapore | SGP | Population ages 65-69, male | SP.POP.6569.MA | 171000 | 187000
SGPPopulation ages 65-69, female | Singapore | SGP | Population ages 65-69, female | SP.POP.6569.FE | 153000 | 164000
SGPPopulation ages 60-64, female | Singapore | SGP | Population ages 60-64, female | SP.POP.6064.FE | 197000 | 202000
SGPPopulation ages 60-64, male | Singapore | SGP | Population ages 60-64, male | SP.POP.6064.MA | 230000 | 236000
SGPPopulation ages 70-74, female | Singapore | SGP | Population ages 70-74, female | SP.POP.7074.FE | 88000 | 99000
SGPPopulation ages 70-74, male | Singapore | SGP | Population ages 70-74, male | SP.POP.7074.MA | 76000 | 89000
SGPPopulation ages 75-79, female | Singapore | SGP | Population ages 75-79, female | SP.POP.7579.FE | 51000 | 55000
SGPPopulation ages 75-79, male | Singapore | SGP | Population ages 75-79, male | SP.POP.7579.MA | 41000 | 44000
SGPPopulation ages 80 and above, female | Singapore | SGP | Population ages 80 and above, female | SP.POP.80UP.FE | 79000 | 82000
SGPPopulation ages 80 and above, male | Singapore | SGP | Population ages 80 and above, male | SP.POP.80UP.MA | 49000 | 52000
SGPPopulation, male | Singapore | SGP | Population, male | SP.POP.TOTL.MA.IN | 2989000 | 3021000
SGPPopulation, total | Singapore | SGP | Population, total | SP.POP.TOTL | 5710000 | 5772000
SGPPopulation, female | Singapore | SGP | Population, female | SP.POP.TOTL.FE.IN | 2721000 | 2751000
SGPPopulation growth (annual %) | Singapore | SGP | Population growth (annual %) | SP.POP.GROW | 0 | 0
SXMPopulation ages 0-14, female | Sint Maarten (Dutch part) | SXM | Population ages 0-14, female | SP.POP.0014.FE.IN | 0 | 0
SXMPopulation ages 0-14, male | Sint Maarten (Dutch part) | SXM | Population ages 0-14, male | SP.POP.0014.MA.IN | 0 | 0
SXMPopulation ages 00-04, female | Sint Maarten (Dutch part) | SXM | Population ages 00-04, female | SP.POP.0004.FE | 0 | 0
SXMPopulation ages 00-04, male | Sint Maarten (Dutch part) | SXM | Population ages 00-04, male | SP.POP.0004.MA | 0 | 0
SXMPopulation ages 05-09, female | Sint Maarten (Dutch part) | SXM | Population ages 05-09, female | SP.POP.0509.FE | 0 | 0
SXMPopulation ages 05-09, male | Sint Maarten (Dutch part) | SXM | Population ages 05-09, male | SP.POP.0509.MA | 0 | 0
SXMPopulation ages 10-14, female | Sint Maarten (Dutch part) | SXM | Population ages 10-14, female | SP.POP.1014.FE | 0 | 0
SXMPopulation ages 10-14, male | Sint Maarten (Dutch part) | SXM | Population ages 10-14, male | SP.POP.1014.MA | 0 | 0
SXMPopulation ages 15-19, female | Sint Maarten (Dutch part) | SXM | Population ages 15-19, female | SP.POP.1519.FE | 0 | 0
SXMPopulation ages 15-19, male | Sint Maarten (Dutch part) | SXM | Population ages 15-19, male | SP.POP.1519.MA | 0 | 0
SXMPopulation ages 20-24, female | Sint Maarten (Dutch part) | SXM | Population ages 20-24, female | SP.POP.2024.FE | 0 | 0
SXMPopulation ages 20-24, male | Sint Maarten (Dutch part) | SXM | Population ages 20-24, male | SP.POP.2024.MA | 0 | 0
SXMPopulation ages 25-29, female | Sint Maarten (Dutch part) | SXM | Population ages 25-29, female | SP.POP.2529.FE | 0 | 0
SXMPopulation ages 25-29, male | Sint Maarten (Dutch part) | SXM | Population ages 25-29, male | SP.POP.2529.MA | 0 | 0
SXMPopulation ages 30-34, female | Sint Maarten (Dutch part) | SXM | Population ages 30-34, female | SP.POP.3034.FE | 0 | 0
SXMPopulation ages 30-34, male | Sint Maarten (Dutch part) | SXM | Population ages 30-34, male | SP.POP.3034.MA | 0 | 0
SXMPopulation ages 35-39, female | Sint Maarten (Dutch part) | SXM | Population ages 35-39, female | SP.POP.3539.FE | 0 | 0
SXMPopulation ages 35-39, male | Sint Maarten (Dutch part) | SXM | Population ages 35-39, male | SP.POP.3539.MA | 0 | 0
SXMPopulation ages 40-44, female | Sint Maarten (Dutch part) | SXM | Population ages 40-44, female | SP.POP.4044.FE | 0 | 0
SXMPopulation ages 40-44, male | Sint Maarten (Dutch part) | SXM | Population ages 40-44, male | SP.POP.4044.MA | 0 | 0
SXMPopulation ages 45-49, female | Sint Maarten (Dutch part) | SXM | Population ages 45-49, female | SP.POP.4549.FE | 0 | 0
SXMPopulation ages 45-49, male | Sint Maarten (Dutch part) | SXM | Population ages 45-49, male | SP.POP.4549.MA | 0 | 0
SXMPopulation ages 50-54, female | Sint Maarten (Dutch part) | SXM | Population ages 50-54, female | SP.POP.5054.FE | 0 | 0
SXMPopulation ages 50-54, male | Sint Maarten (Dutch part) | SXM | Population ages 50-54, male | SP.POP.5054.MA | 0 | 0
SXMPopulation ages 55-59, male | Sint Maarten (Dutch part) | SXM | Population ages 55-59, male | SP.POP.5559.MA | 0 | 0
SXMPopulation ages 55-59, female | Sint Maarten (Dutch part) | SXM | Population ages 55-59, female | SP.POP.5559.FE | 0 | 0
SXMPopulation ages 65-69, male | Sint Maarten (Dutch part) | SXM | Population ages 65-69, male | SP.POP.6569.MA | 0 | 0
SXMPopulation ages 65-69, female | Sint Maarten (Dutch part) | SXM | Population ages 65-69, female | SP.POP.6569.FE | 0 | 0
SXMPopulation ages 60-64, female | Sint Maarten (Dutch part) | SXM | Population ages 60-64, female | SP.POP.6064.FE | 0 | 0
SXMPopulation ages 60-64, male | Sint Maarten (Dutch part) | SXM | Population ages 60-64, male | SP.POP.6064.MA | 0 | 0
SXMPopulation ages 70-74, female | Sint Maarten (Dutch part) | SXM | Population ages 70-74, female | SP.POP.7074.FE | 0 | 0
SXMPopulation ages 70-74, male | Sint Maarten (Dutch part) | SXM | Population ages 70-74, male | SP.POP.7074.MA | 0 | 0
SXMPopulation ages 75-79, female | Sint Maarten (Dutch part) | SXM | Population ages 75-79, female | SP.POP.7579.FE | 0 | 0
SXMPopulation ages 75-79, male | Sint Maarten (Dutch part) | SXM | Population ages 75-79, male | SP.POP.7579.MA | 0 | 0
SXMPopulation ages 80 and above, female | Sint Maarten (Dutch part) | SXM | Population ages 80 and above, female | SP.POP.80UP.FE | 0 | 0
SXMPopulation ages 80 and above, male | Sint Maarten (Dutch part) | SXM | Population ages 80 and above, male | SP.POP.80UP.MA | 0 | 0
SXMPopulation, male | Sint Maarten (Dutch part) | SXM | Population, male | SP.POP.TOTL.MA.IN | 0 | 0
SXMPopulation, total | Sint Maarten (Dutch part) | SXM | Population, total | SP.POP.TOTL | 0 | 0
SXMPopulation, female | Sint Maarten (Dutch part) | SXM | Population, female | SP.POP.TOTL.FE.IN | 0 | 0
SXMPopulation growth (annual %) | Sint Maarten (Dutch part) | SXM | Population growth (annual %) | SP.POP.GROW | 0 | 0
SVKPopulation ages 0-14, female | Slovak Republic | SVK | Population ages 0-14, female | SP.POP.0014.FE.IN | 413000 | 414000
SVKPopulation ages 0-14, male | Slovak Republic | SVK | Population ages 0-14, male | SP.POP.0014.MA.IN | 433000 | 434000
SVKPopulation ages 00-04, female | Slovak Republic | SVK | Population ages 00-04, female | SP.POP.0004.FE | 138000 | 138000
SVKPopulation ages 00-04, male | Slovak Republic | SVK | Population ages 00-04, male | SP.POP.0004.MA | 145000 | 145000
SVKPopulation ages 05-09, female | Slovak Republic | SVK | Population ages 05-09, female | SP.POP.0509.FE | 139000 | 138000
SVKPopulation ages 05-09, male | Slovak Republic | SVK | Population ages 05-09, male | SP.POP.0509.MA | 145000 | 144000
SVKPopulation ages 10-14, female | Slovak Republic | SVK | Population ages 10-14, female | SP.POP.1014.FE | 136000 | 138000
SVKPopulation ages 10-14, male | Slovak Republic | SVK | Population ages 10-14, male | SP.POP.1014.MA | 143000 | 144000
SVKPopulation ages 15-19, female | Slovak Republic | SVK | Population ages 15-19, female | SP.POP.1519.FE | 128000 | 128000
SVKPopulation ages 15-19, male | Slovak Republic | SVK | Population ages 15-19, male | SP.POP.1519.MA | 135000 | 134000
SVKPopulation ages 20-24, female | Slovak Republic | SVK | Population ages 20-24, female | SP.POP.2024.FE | 148000 | 141000
SVKPopulation ages 20-24, male | Slovak Republic | SVK | Population ages 20-24, male | SP.POP.2024.MA | 155000 | 149000
SVKPopulation ages 25-29, female | Slovak Republic | SVK | Population ages 25-29, female | SP.POP.2529.FE | 184000 | 178000
SVKPopulation ages 25-29, male | Slovak Republic | SVK | Population ages 25-29, male | SP.POP.2529.MA | 193000 | 187000
SVKPopulation ages 30-34, female | Slovak Republic | SVK | Population ages 30-34, female | SP.POP.3034.FE | 204000 | 200000
SVKPopulation ages 30-34, male | Slovak Republic | SVK | Population ages 30-34, male | SP.POP.3034.MA | 213000 | 209000
SVKPopulation ages 35-39, female | Slovak Republic | SVK | Population ages 35-39, female | SP.POP.3539.FE | 215000 | 212000
SVKPopulation ages 35-39, male | Slovak Republic | SVK | Population ages 35-39, male | SP.POP.3539.MA | 227000 | 224000
SVKPopulation ages 40-44, female | Slovak Republic | SVK | Population ages 40-44, female | SP.POP.4044.FE | 220000 | 222000
SVKPopulation ages 40-44, male | Slovak Republic | SVK | Population ages 40-44, male | SP.POP.4044.MA | 232000 | 235000
SVKPopulation ages 45-49, female | Slovak Republic | SVK | Population ages 45-49, female | SP.POP.4549.FE | 193000 | 198000
SVKPopulation ages 45-49, male | Slovak Republic | SVK | Population ages 45-49, male | SP.POP.4549.MA | 197000 | 204000
SVKPopulation ages 50-54, female | Slovak Republic | SVK | Population ages 50-54, female | SP.POP.5054.FE | 175000 | 174000
SVKPopulation ages 50-54, male | Slovak Republic | SVK | Population ages 50-54, male | SP.POP.5054.MA | 171000 | 172000
SVKPopulation ages 55-59, male | Slovak Republic | SVK | Population ages 55-59, male | SP.POP.5559.MA | 177000 | 175000
SVKPopulation ages 55-59, female | Slovak Republic | SVK | Population ages 55-59, female | SP.POP.5559.FE | 190000 | 186000
SVKPopulation ages 65-69, male | Slovak Republic | SVK | Population ages 65-69, male | SP.POP.6569.MA | 144000 | 149000
SVKPopulation ages 65-69, female | Slovak Republic | SVK | Population ages 65-69, female | SP.POP.6569.FE | 179000 | 184000
SVKPopulation ages 60-64, female | Slovak Republic | SVK | Population ages 60-64, female | SP.POP.6064.FE | 194000 | 192000
SVKPopulation ages 60-64, male | Slovak Republic | SVK | Population ages 60-64, male | SP.POP.6064.MA | 170000 | 169000
SVKPopulation ages 70-74, female | Slovak Republic | SVK | Population ages 70-74, female | SP.POP.7074.FE | 132000 | 138000
SVKPopulation ages 70-74, male | Slovak Republic | SVK | Population ages 70-74, male | SP.POP.7074.MA | 93000 | 98000
SVKPopulation ages 75-79, female | Slovak Republic | SVK | Population ages 75-79, female | SP.POP.7579.FE | 98000 | 102000
SVKPopulation ages 75-79, male | Slovak Republic | SVK | Population ages 75-79, male | SP.POP.7579.MA | 57000 | 60000
SVKPopulation ages 80 and above, female | Slovak Republic | SVK | Population ages 80 and above, female | SP.POP.80UP.FE | 123000 | 124000
SVKPopulation ages 80 and above, male | Slovak Republic | SVK | Population ages 80 and above, male | SP.POP.80UP.MA | 55000 | 55000
SVKPopulation, male | Slovak Republic | SVK | Population, male | SP.POP.TOTL.MA.IN | 2652000 | 2653000
SVKPopulation, total | Slovak Republic | SVK | Population, total | SP.POP.TOTL | 5448000 | 5448000
SVKPopulation, female | Slovak Republic | SVK | Population, female | SP.POP.TOTL.FE.IN | 2796000 | 2795000
SVKPopulation growth (annual %) | Slovak Republic | SVK | Population growth (annual %) | SP.POP.GROW | 0 | 0
SVNPopulation ages 0-14, female | Slovenia | SVN | Population ages 0-14, female | SP.POP.0014.FE.IN | 152000 | 152000
SVNPopulation ages 0-14, male | Slovenia | SVN | Population ages 0-14, male | SP.POP.0014.MA.IN | 161000 | 161000
SVNPopulation ages 00-04, female | Slovenia | SVN | Population ages 00-04, female | SP.POP.0004.FE | 50000 | 49000
SVNPopulation ages 00-04, male | Slovenia | SVN | Population ages 00-04, male | SP.POP.0004.MA | 53000 | 52000
SVNPopulation ages 05-09, female | Slovenia | SVN | Population ages 05-09, female | SP.POP.0509.FE | 53000 | 53000
SVNPopulation ages 05-09, male | Slovenia | SVN | Population ages 05-09, male | SP.POP.0509.MA | 56000 | 56000
SVNPopulation ages 10-14, female | Slovenia | SVN | Population ages 10-14, female | SP.POP.1014.FE | 49000 | 50000
SVNPopulation ages 10-14, male | Slovenia | SVN | Population ages 10-14, male | SP.POP.1014.MA | 52000 | 54000
SVNPopulation ages 15-19, female | Slovenia | SVN | Population ages 15-19, female | SP.POP.1519.FE | 44000 | 44000
SVNPopulation ages 15-19, male | Slovenia | SVN | Population ages 15-19, male | SP.POP.1519.MA | 47000 | 47000
SVNPopulation ages 20-24, female | Slovenia | SVN | Population ages 20-24, female | SP.POP.2024.FE | 47000 | 46000
SVNPopulation ages 20-24, male | Slovenia | SVN | Population ages 20-24, male | SP.POP.2024.MA | 50000 | 50000
SVNPopulation ages 25-29, female | Slovenia | SVN | Population ages 25-29, female | SP.POP.2529.FE | 55000 | 53000
SVNPopulation ages 25-29, male | Slovenia | SVN | Population ages 25-29, male | SP.POP.2529.MA | 58000 | 56000
SVNPopulation ages 30-34, female | Slovenia | SVN | Population ages 30-34, female | SP.POP.3034.FE | 66000 | 64000
SVNPopulation ages 30-34, male | Slovenia | SVN | Population ages 30-34, male | SP.POP.3034.MA | 71000 | 69000
SVNPopulation ages 35-39, female | Slovenia | SVN | Population ages 35-39, female | SP.POP.3539.FE | 72000 | 71000
SVNPopulation ages 35-39, male | Slovenia | SVN | Population ages 35-39, male | SP.POP.3539.MA | 79000 | 78000
SVNPopulation ages 40-44, female | Slovenia | SVN | Population ages 40-44, female | SP.POP.4044.FE | 74000 | 74000
SVNPopulation ages 40-44, male | Slovenia | SVN | Population ages 40-44, male | SP.POP.4044.MA | 82000 | 83000
SVNPopulation ages 45-49, female | Slovenia | SVN | Population ages 45-49, female | SP.POP.4549.FE | 70000 | 69000
SVNPopulation ages 45-49, male | Slovenia | SVN | Population ages 45-49, male | SP.POP.4549.MA | 76000 | 77000
SVNPopulation ages 50-54, female | Slovenia | SVN | Population ages 50-54, female | SP.POP.5054.FE | 75000 | 74000
SVNPopulation ages 50-54, male | Slovenia | SVN | Population ages 50-54, male | SP.POP.5054.MA | 77000 | 76000
SVNPopulation ages 55-59, male | Slovenia | SVN | Population ages 55-59, male | SP.POP.5559.MA | 75000 | 75000
SVNPopulation ages 55-59, female | Slovenia | SVN | Population ages 55-59, female | SP.POP.5559.FE | 74000 | 74000
SVNPopulation ages 65-69, male | Slovenia | SVN | Population ages 65-69, male | SP.POP.6569.MA | 66000 | 68000
SVNPopulation ages 65-69, female | Slovenia | SVN | Population ages 65-69, female | SP.POP.6569.FE | 68000 | 70000
SVNPopulation ages 60-64, female | Slovenia | SVN | Population ages 60-64, female | SP.POP.6064.FE | 73000 | 72000
SVNPopulation ages 60-64, male | Slovenia | SVN | Population ages 60-64, male | SP.POP.6064.MA | 73000 | 72000
SVNPopulation ages 70-74, female | Slovenia | SVN | Population ages 70-74, female | SP.POP.7074.FE | 50000 | 52000
SVNPopulation ages 70-74, male | Slovenia | SVN | Population ages 70-74, male | SP.POP.7074.MA | 43000 | 45000
SVNPopulation ages 75-79, female | Slovenia | SVN | Population ages 75-79, female | SP.POP.7579.FE | 45000 | 46000
SVNPopulation ages 75-79, male | Slovenia | SVN | Population ages 75-79, male | SP.POP.7579.MA | 33000 | 34000
SVNPopulation ages 80 and above, female | Slovenia | SVN | Population ages 80 and above, female | SP.POP.80UP.FE | 75000 | 76000
SVNPopulation ages 80 and above, male | Slovenia | SVN | Population ages 80 and above, male | SP.POP.80UP.MA | 37000 | 38000
SVNPopulation, male | Slovenia | SVN | Population, male | SP.POP.TOTL.MA.IN | 1029000 | 1029000
SVNPopulation, total | Slovenia | SVN | Population, total | SP.POP.TOTL | 2067000 | 2067000
SVNPopulation, female | Slovenia | SVN | Population, female | SP.POP.TOTL.FE.IN | 1038000 | 1038000
SVNPopulation growth (annual %) | Slovenia | SVN | Population growth (annual %) | SP.POP.GROW | 0 | 0
SSTPopulation ages 0-14, female | Small states | SST | Population ages 0-14, female | SP.POP.0014.FE.IN | 5841000 | 5901000
SSTPopulation ages 0-14, male | Small states | SST | Population ages 0-14, male | SP.POP.0014.MA.IN | 6028000 | 6085000
SSTPopulation ages 00-04, female | Small states | SST | Population ages 00-04, female | SP.POP.0004.FE | 2080700 | 2088600
SSTPopulation ages 00-04, male | Small states | SST | Population ages 00-04, male | SP.POP.0004.MA | 2145900 | 2156900
SSTPopulation ages 05-09, female | Small states | SST | Population ages 05-09, female | SP.POP.0509.FE | 1955700 | 1980500
SSTPopulation ages 05-09, male | Small states | SST | Population ages 05-09, male | SP.POP.0509.MA | 2018000 | 2044100
SSTPopulation ages 10-14, female | Small states | SST | Population ages 10-14, female | SP.POP.1014.FE | 1804400 | 1832500
SSTPopulation ages 10-14, male | Small states | SST | Population ages 10-14, male | SP.POP.1014.MA | 1857400 | 1887500
SSTPopulation ages 15-19, female | Small states | SST | Population ages 15-19, female | SP.POP.1519.FE | 1676900 | 1690900
SSTPopulation ages 15-19, male | Small states | SST | Population ages 15-19, male | SP.POP.1519.MA | 1763000 | 1763700
SSTPopulation ages 20-24, female | Small states | SST | Population ages 20-24, female | SP.POP.2024.FE | 1628700 | 1627600
SSTPopulation ages 20-24, male | Small states | SST | Population ages 20-24, male | SP.POP.2024.MA | 1900400 | 1875300
SSTPopulation ages 25-29, female | Small states | SST | Population ages 25-29, female | SP.POP.2529.FE | 1643100 | 1647600
SSTPopulation ages 25-29, male | Small states | SST | Population ages 25-29, male | SP.POP.2529.MA | 2156100 | 2189800
SSTPopulation ages 30-34, female | Small states | SST | Population ages 30-34, female | SP.POP.3034.FE | 1543900 | 1566100
SSTPopulation ages 30-34, male | Small states | SST | Population ages 30-34, male | SP.POP.3034.MA | 2042500 | 2112000
SSTPopulation ages 35-39, female | Small states | SST | Population ages 35-39, female | SP.POP.3539.FE | 1373800 | 1405400
SSTPopulation ages 35-39, male | Small states | SST | Population ages 35-39, male | SP.POP.3539.MA | 1667600 | 1724000
SSTPopulation ages 40-44, female | Small states | SST | Population ages 40-44, female | SP.POP.4044.FE | 1141900 | 1170600
SSTPopulation ages 40-44, male | Small states | SST | Population ages 40-44, male | SP.POP.4044.MA | 1353400 | 1379100
SSTPopulation ages 45-49, female | Small states | SST | Population ages 45-49, female | SP.POP.4549.FE | 986700 | 1008200
SSTPopulation ages 45-49, male | Small states | SST | Population ages 45-49, male | SP.POP.4549.MA | 1147300 | 1172600
SSTPopulation ages 50-54, female | Small states | SST | Population ages 50-54, female | SP.POP.5054.FE | 856300 | 867100
SSTPopulation ages 50-54, male | Small states | SST | Population ages 50-54, male | SP.POP.5054.MA | 943200 | 962900
SSTPopulation ages 55-59, male | Small states | SST | Population ages 55-59, male | SP.POP.5559.MA | 786100 | 805200
SSTPopulation ages 55-59, female | Small states | SST | Population ages 55-59, female | SP.POP.5559.FE | 762900 | 778900
SSTPopulation ages 65-69, male | Small states | SST | Population ages 65-69, male | SP.POP.6569.MA | 435600 | 454200
SSTPopulation ages 65-69, female | Small states | SST | Population ages 65-69, female | SP.POP.6569.FE | 488200 | 505600
SSTPopulation ages 60-64, female | Small states | SST | Population ages 60-64, female | SP.POP.6064.FE | 630700 | 648700
SSTPopulation ages 60-64, male | Small states | SST | Population ages 60-64, male | SP.POP.6064.MA | 602800 | 622500
SSTPopulation ages 70-74, female | Small states | SST | Population ages 70-74, female | SP.POP.7074.FE | 357800 | 370100
SSTPopulation ages 70-74, male | Small states | SST | Population ages 70-74, male | SP.POP.7074.MA | 299600 | 311900
SSTPopulation ages 75-79, female | Small states | SST | Population ages 75-79, female | SP.POP.7579.FE | 258300 | 263800
SSTPopulation ages 75-79, male | Small states | SST | Population ages 75-79, male | SP.POP.7579.MA | 186500 | 192700
SSTPopulation ages 80 and above, female | Small states | SST | Population ages 80 and above, female | SP.POP.80UP.FE | 297800 | 303100
SSTPopulation ages 80 and above, male | Small states | SST | Population ages 80 and above, male | SP.POP.80UP.MA | 180700 | 182300
SSTPopulation, male | Small states | SST | Population, male | SP.POP.TOTL.MA.IN | 21482000 | 21828000
SSTPopulation, total | Small states | SST | Population, total | SP.POP.TOTL | 41227000 | 41855000
SSTPopulation, female | Small states | SST | Population, female | SP.POP.TOTL.FE.IN | 19485000 | 19770000
SSTPopulation growth (annual %) | Small states | SST | Population growth (annual %) | SP.POP.GROW | 1.6061 | 1.5233
SLBPopulation ages 0-14, female | Solomon Islands | SLB | Population ages 0-14, female | SP.POP.0014.FE.IN | 130000 | 133000
SLBPopulation ages 0-14, male | Solomon Islands | SLB | Population ages 0-14, male | SP.POP.0014.MA.IN | 139000 | 142000
SLBPopulation ages 00-04, female | Solomon Islands | SLB | Population ages 00-04, female | SP.POP.0004.FE | 49000 | 50000
SLBPopulation ages 00-04, male | Solomon Islands | SLB | Population ages 00-04, male | SP.POP.0004.MA | 53000 | 53000
SLBPopulation ages 05-09, female | Solomon Islands | SLB | Population ages 05-09, female | SP.POP.0509.FE | 44000 | 45000
SLBPopulation ages 05-09, male | Solomon Islands | SLB | Population ages 05-09, male | SP.POP.0509.MA | 47000 | 48000
SLBPopulation ages 10-14, female | Solomon Islands | SLB | Population ages 10-14, female | SP.POP.1014.FE | 37000 | 38000
SLBPopulation ages 10-14, male | Solomon Islands | SLB | Population ages 10-14, male | SP.POP.1014.MA | 40000 | 41000
SLBPopulation ages 15-19, female | Solomon Islands | SLB | Population ages 15-19, female | SP.POP.1519.FE | 33000 | 34000
SLBPopulation ages 15-19, male | Solomon Islands | SLB | Population ages 15-19, male | SP.POP.1519.MA | 36000 | 36000
SLBPopulation ages 20-24, female | Solomon Islands | SLB | Population ages 20-24, female | SP.POP.2024.FE | 28000 | 29000
SLBPopulation ages 20-24, male | Solomon Islands | SLB | Population ages 20-24, male | SP.POP.2024.MA | 31000 | 32000
SLBPopulation ages 25-29, female | Solomon Islands | SLB | Population ages 25-29, female | SP.POP.2529.FE | 24000 | 25000
SLBPopulation ages 25-29, male | Solomon Islands | SLB | Population ages 25-29, male | SP.POP.2529.MA | 25000 | 26000
SLBPopulation ages 30-34, female | Solomon Islands | SLB | Population ages 30-34, female | SP.POP.3034.FE | 21000 | 21000
SLBPopulation ages 30-34, male | Solomon Islands | SLB | Population ages 30-34, male | SP.POP.3034.MA | 21000 | 21000
SLBPopulation ages 35-39, female | Solomon Islands | SLB | Population ages 35-39, female | SP.POP.3539.FE | 20000 | 20000
SLBPopulation ages 35-39, male | Solomon Islands | SLB | Population ages 35-39, male | SP.POP.3539.MA | 19000 | 19000
SLBPopulation ages 40-44, female | Solomon Islands | SLB | Population ages 40-44, female | SP.POP.4044.FE | 19000 | 19000
SLBPopulation ages 40-44, male | Solomon Islands | SLB | Population ages 40-44, male | SP.POP.4044.MA | 18000 | 18000
SLBPopulation ages 45-49, female | Solomon Islands | SLB | Population ages 45-49, female | SP.POP.4549.FE | 15000 | 16000
SLBPopulation ages 45-49, male | Solomon Islands | SLB | Population ages 45-49, male | SP.POP.4549.MA | 15000 | 16000
SLBPopulation ages 50-54, female | Solomon Islands | SLB | Population ages 50-54, female | SP.POP.5054.FE | 11000 | 11000
SLBPopulation ages 50-54, male | Solomon Islands | SLB | Population ages 50-54, male | SP.POP.5054.MA | 11000 | 11000
SLBPopulation ages 55-59, male | Solomon Islands | SLB | Population ages 55-59, male | SP.POP.5559.MA | 8600 | 9000
SLBPopulation ages 55-59, female | Solomon Islands | SLB | Population ages 55-59, female | SP.POP.5559.FE | 8600 | 8900
SLBPopulation ages 65-69, male | Solomon Islands | SLB | Population ages 65-69, male | SP.POP.6569.MA | 4600 | 4700
SLBPopulation ages 65-69, female | Solomon Islands | SLB | Population ages 65-69, female | SP.POP.6569.FE | 4600 | 4800
SLBPopulation ages 60-64, female | Solomon Islands | SLB | Population ages 60-64, female | SP.POP.6064.FE | 6300 | 6700
SLBPopulation ages 60-64, male | Solomon Islands | SLB | Population ages 60-64, male | SP.POP.6064.MA | 6500 | 6800
SLBPopulation ages 70-74, female | Solomon Islands | SLB | Population ages 70-74, female | SP.POP.7074.FE | 3700 | 3800
SLBPopulation ages 70-74, male | Solomon Islands | SLB | Population ages 70-74, male | SP.POP.7074.MA | 3300 | 3400
SLBPopulation ages 75-79, female | Solomon Islands | SLB | Population ages 75-79, female | SP.POP.7579.FE | 2400 | 2500
SLBPopulation ages 75-79, male | Solomon Islands | SLB | Population ages 75-79, male | SP.POP.7579.MA | 2200 | 2300
SLBPopulation ages 80 and above, female | Solomon Islands | SLB | Population ages 80 and above, female | SP.POP.80UP.FE | 1900 | 1900
SLBPopulation ages 80 and above, male | Solomon Islands | SLB | Population ages 80 and above, male | SP.POP.80UP.MA | 1700 | 1700
SLBPopulation, male | Solomon Islands | SLB | Population, male | SP.POP.TOTL.MA.IN | 341000 | 349000
SLBPopulation, total | Solomon Islands | SLB | Population, total | SP.POP.TOTL | 670000 | 687000
SLBPopulation, female | Solomon Islands | SLB | Population, female | SP.POP.TOTL.FE.IN | 329000 | 338000
SLBPopulation growth (annual %) | Solomon Islands | SLB | Population growth (annual %) | SP.POP.GROW | 0 | 0
SOMPopulation ages 0-14, female | Somalia | SOM | Population ages 0-14, female | SP.POP.0014.FE.IN | 3557000 | 3643000
SOMPopulation ages 0-14, male | Somalia | SOM | Population ages 0-14, male | SP.POP.0014.MA.IN | 3605000 | 3692000
SOMPopulation ages 00-04, female | Somalia | SOM | Population ages 00-04, female | SP.POP.0004.FE | 1364000 | 1403000
SOMPopulation ages 00-04, male | Somalia | SOM | Population ages 00-04, male | SP.POP.0004.MA | 1385000 | 1424000
SOMPopulation ages 05-09, female | Somalia | SOM | Population ages 05-09, female | SP.POP.0509.FE | 1165000 | 1187000
SOMPopulation ages 05-09, male | Somalia | SOM | Population ages 05-09, male | SP.POP.0509.MA | 1180000 | 1202000
SOMPopulation ages 10-14, female | Somalia | SOM | Population ages 10-14, female | SP.POP.1014.FE | 1029000 | 1054000
SOMPopulation ages 10-14, male | Somalia | SOM | Population ages 10-14, male | SP.POP.1014.MA | 1040000 | 1066000
SOMPopulation ages 15-19, female | Somalia | SOM | Population ages 15-19, female | SP.POP.1519.FE | 882000 | 906000
SOMPopulation ages 15-19, male | Somalia | SOM | Population ages 15-19, male | SP.POP.1519.MA | 888000 | 913000
SOMPopulation ages 20-24, female | Somalia | SOM | Population ages 20-24, female | SP.POP.2024.FE | 737000 | 766000
SOMPopulation ages 20-24, male | Somalia | SOM | Population ages 20-24, male | SP.POP.2024.MA | 739000 | 768000
SOMPopulation ages 25-29, female | Somalia | SOM | Population ages 25-29, female | SP.POP.2529.FE | 555000 | 583000
SOMPopulation ages 25-29, male | Somalia | SOM | Population ages 25-29, male | SP.POP.2529.MA | 550000 | 577000
SOMPopulation ages 30-34, female | Somalia | SOM | Population ages 30-34, female | SP.POP.3034.FE | 419000 | 438000
SOMPopulation ages 30-34, male | Somalia | SOM | Population ages 30-34, male | SP.POP.3034.MA | 412000 | 430000
SOMPopulation ages 35-39, female | Somalia | SOM | Population ages 35-39, female | SP.POP.3539.FE | 329000 | 339000
SOMPopulation ages 35-39, male | Somalia | SOM | Population ages 35-39, male | SP.POP.3539.MA | 317000 | 327000
SOMPopulation ages 40-44, female | Somalia | SOM | Population ages 40-44, female | SP.POP.4044.FE | 284000 | 288000
SOMPopulation ages 40-44, male | Somalia | SOM | Population ages 40-44, male | SP.POP.4044.MA | 269000 | 273000
SOMPopulation ages 45-49, female | Somalia | SOM | Population ages 45-49, female | SP.POP.4549.FE | 251000 | 256000
SOMPopulation ages 45-49, male | Somalia | SOM | Population ages 45-49, male | SP.POP.4549.MA | 233000 | 237000
SOMPopulation ages 50-54, female | Somalia | SOM | Population ages 50-54, female | SP.POP.5054.FE | 205000 | 212000
SOMPopulation ages 50-54, male | Somalia | SOM | Population ages 50-54, male | SP.POP.5054.MA | 190000 | 195000
SOMPopulation ages 55-59, male | Somalia | SOM | Population ages 55-59, male | SP.POP.5559.MA | 156000 | 159000
SOMPopulation ages 55-59, female | Somalia | SOM | Population ages 55-59, female | SP.POP.5559.FE | 162000 | 168000
SOMPopulation ages 65-69, male | Somalia | SOM | Population ages 65-69, male | SP.POP.6569.MA | 96000 | 99000
SOMPopulation ages 65-69, female | Somalia | SOM | Population ages 65-69, female | SP.POP.6569.FE | 98000 | 101000
SOMPopulation ages 60-64, female | Somalia | SOM | Population ages 60-64, female | SP.POP.6064.FE | 129000 | 132000
SOMPopulation ages 60-64, male | Somalia | SOM | Population ages 60-64, male | SP.POP.6064.MA | 128000 | 130000
SOMPopulation ages 70-74, female | Somalia | SOM | Population ages 70-74, female | SP.POP.7074.FE | 66000 | 69000
SOMPopulation ages 70-74, male | Somalia | SOM | Population ages 70-74, male | SP.POP.7074.MA | 63000 | 66000
SOMPopulation ages 75-79, female | Somalia | SOM | Population ages 75-79, female | SP.POP.7579.FE | 39000 | 40000
SOMPopulation ages 75-79, male | Somalia | SOM | Population ages 75-79, male | SP.POP.7579.MA | 34000 | 35000
SOMPopulation ages 80 and above, female | Somalia | SOM | Population ages 80 and above, female | SP.POP.80UP.FE | 29000 | 29000
SOMPopulation ages 80 and above, male | Somalia | SOM | Population ages 80 and above, male | SP.POP.80UP.MA | 22000 | 22000
SOMPopulation, male | Somalia | SOM | Population, male | SP.POP.TOTL.MA.IN | 7700000 | 7924000
SOMPopulation, total | Somalia | SOM | Population, total | SP.POP.TOTL | 15443000 | 15893000
SOMPopulation, female | Somalia | SOM | Population, female | SP.POP.TOTL.FE.IN | 7743000 | 7969000
SOMPopulation growth (annual %) | Somalia | SOM | Population growth (annual %) | SP.POP.GROW | 0 | 0
ZAFPopulation ages 0-14, female | South Africa | ZAF | Population ages 0-14, female | SP.POP.0014.FE.IN | 8386000 | 8445000
ZAFPopulation ages 0-14, male | South Africa | ZAF | Population ages 0-14, male | SP.POP.0014.MA.IN | 8577000 | 8637000
ZAFPopulation ages 00-04, female | South Africa | ZAF | Population ages 00-04, female | SP.POP.0004.FE | 2856000 | 2846000
ZAFPopulation ages 00-04, male | South Africa | ZAF | Population ages 00-04, male | SP.POP.0004.MA | 2930000 | 2919000
ZAFPopulation ages 05-09, female | South Africa | ZAF | Population ages 05-09, female | SP.POP.0509.FE | 2865000 | 2877000
ZAFPopulation ages 05-09, male | South Africa | ZAF | Population ages 05-09, male | SP.POP.0509.MA | 2931000 | 2943000
ZAFPopulation ages 10-14, female | South Africa | ZAF | Population ages 10-14, female | SP.POP.1014.FE | 2666000 | 2721000
ZAFPopulation ages 10-14, male | South Africa | ZAF | Population ages 10-14, male | SP.POP.1014.MA | 2716000 | 2775000
ZAFPopulation ages 15-19, female | South Africa | ZAF | Population ages 15-19, female | SP.POP.1519.FE | 2414000 | 2441000
ZAFPopulation ages 15-19, male | South Africa | ZAF | Population ages 15-19, male | SP.POP.1519.MA | 2445000 | 2472000
ZAFPopulation ages 20-24, female | South Africa | ZAF | Population ages 20-24, female | SP.POP.2024.FE | 2464000 | 2447000
ZAFPopulation ages 20-24, male | South Africa | ZAF | Population ages 20-24, male | SP.POP.2024.MA | 2497000 | 2477000
ZAFPopulation ages 25-29, female | South Africa | ZAF | Population ages 25-29, female | SP.POP.2529.FE | 2614000 | 2589000
ZAFPopulation ages 25-29, male | South Africa | ZAF | Population ages 25-29, male | SP.POP.2529.MA | 2658000 | 2629000
ZAFPopulation ages 30-34, female | South Africa | ZAF | Population ages 30-34, female | SP.POP.3034.FE | 2639000 | 2664000
ZAFPopulation ages 30-34, male | South Africa | ZAF | Population ages 30-34, male | SP.POP.3034.MA | 2686000 | 2710000
ZAFPopulation ages 35-39, female | South Africa | ZAF | Population ages 35-39, female | SP.POP.3539.FE | 2297000 | 2378000
ZAFPopulation ages 35-39, male | South Africa | ZAF | Population ages 35-39, male | SP.POP.3539.MA | 2320000 | 2404000
ZAFPopulation ages 40-44, female | South Africa | ZAF | Population ages 40-44, female | SP.POP.4044.FE | 1859000 | 1917000
ZAFPopulation ages 40-44, male | South Africa | ZAF | Population ages 40-44, male | SP.POP.4044.MA | 1830000 | 1893000
ZAFPopulation ages 45-49, female | South Africa | ZAF | Population ages 45-49, female | SP.POP.4549.FE | 1617000 | 1655000
ZAFPopulation ages 45-49, male | South Africa | ZAF | Population ages 45-49, male | SP.POP.4549.MA | 1540000 | 1578000
ZAFPopulation ages 50-54, female | South Africa | ZAF | Population ages 50-54, female | SP.POP.5054.FE | 1367000 | 1401000
ZAFPopulation ages 50-54, male | South Africa | ZAF | Population ages 50-54, male | SP.POP.5054.MA | 1259000 | 1291000
ZAFPopulation ages 55-59, male | South Africa | ZAF | Population ages 55-59, male | SP.POP.5559.MA | 1010000 | 1036000
ZAFPopulation ages 55-59, female | South Africa | ZAF | Population ages 55-59, female | SP.POP.5559.FE | 1158000 | 1184000
ZAFPopulation ages 65-69, male | South Africa | ZAF | Population ages 65-69, male | SP.POP.6569.MA | 564000 | 585000
ZAFPopulation ages 65-69, female | South Africa | ZAF | Population ages 65-69, female | SP.POP.6569.FE | 754000 | 785000
ZAFPopulation ages 60-64, female | South Africa | ZAF | Population ages 60-64, female | SP.POP.6064.FE | 967000 | 990000
ZAFPopulation ages 60-64, male | South Africa | ZAF | Population ages 60-64, male | SP.POP.6064.MA | 784000 | 804000
ZAFPopulation ages 70-74, female | South Africa | ZAF | Population ages 70-74, female | SP.POP.7074.FE | 515000 | 536000
ZAFPopulation ages 70-74, male | South Africa | ZAF | Population ages 70-74, male | SP.POP.7074.MA | 347000 | 359000
ZAFPopulation ages 75-79, female | South Africa | ZAF | Population ages 75-79, female | SP.POP.7579.FE | 358000 | 368000
ZAFPopulation ages 75-79, male | South Africa | ZAF | Population ages 75-79, male | SP.POP.7579.MA | 210000 | 213000
ZAFPopulation ages 80 and above, female | South Africa | ZAF | Population ages 80 and above, female | SP.POP.80UP.FE | 291000 | 293000
ZAFPopulation ages 80 and above, male | South Africa | ZAF | Population ages 80 and above, male | SP.POP.80UP.MA | 132000 | 128000
ZAFPopulation, male | South Africa | ZAF | Population, male | SP.POP.TOTL.MA.IN | 28859000 | 29216000
ZAFPopulation, total | South Africa | ZAF | Population, total | SP.POP.TOTL | 58558000 | 59309000
ZAFPopulation, female | South Africa | ZAF | Population, female | SP.POP.TOTL.FE.IN | 29699000 | 30093000
ZAFPopulation growth (annual %) | South Africa | ZAF | Population growth (annual %) | SP.POP.GROW | 0 | 0
SASPopulation ages 0-14, female | South Asia | SAS | Population ages 0-14, female | SP.POP.0014.FE.IN | 245861000 | 244988000
SASPopulation ages 0-14, male | South Asia | SAS | Population ages 0-14, male | SP.POP.0014.MA.IN | 268269000 | 267152000
SASPopulation ages 00-04, female | South Asia | SAS | Population ages 00-04, female | SP.POP.0004.FE | 80923000 | 81079000
SASPopulation ages 00-04, male | South Asia | SAS | Population ages 00-04, male | SP.POP.0004.MA | 88100000 | 88261000
SASPopulation ages 05-09, female | South Asia | SAS | Population ages 05-09, female | SP.POP.0509.FE | 81267000 | 80455000
SASPopulation ages 05-09, male | South Asia | SAS | Population ages 05-09, male | SP.POP.0509.MA | 88530000 | 87664000
SASPopulation ages 10-14, female | South Asia | SAS | Population ages 10-14, female | SP.POP.1014.FE | 83669000 | 83452000
SASPopulation ages 10-14, male | South Asia | SAS | Population ages 10-14, male | SP.POP.1014.MA | 91638000 | 91224000
SASPopulation ages 15-19, female | South Asia | SAS | Population ages 15-19, female | SP.POP.1519.FE | 81954000 | 82251000
SASPopulation ages 15-19, male | South Asia | SAS | Population ages 15-19, male | SP.POP.1519.MA | 90687000 | 90969000
SASPopulation ages 20-24, female | South Asia | SAS | Population ages 20-24, female | SP.POP.2024.FE | 79083000 | 79578000
SASPopulation ages 20-24, male | South Asia | SAS | Population ages 20-24, male | SP.POP.2024.MA | 87065000 | 87737000
SASPopulation ages 25-29, female | South Asia | SAS | Population ages 25-29, female | SP.POP.2529.FE | 75191000 | 75793000
SASPopulation ages 25-29, male | South Asia | SAS | Population ages 25-29, male | SP.POP.2529.MA | 81825000 | 82665000
SASPopulation ages 30-34, female | South Asia | SAS | Population ages 30-34, female | SP.POP.3034.FE | 70913000 | 71779000
SASPopulation ages 30-34, male | South Asia | SAS | Population ages 30-34, male | SP.POP.3034.MA | 76009000 | 77063000
SASPopulation ages 35-39, female | South Asia | SAS | Population ages 35-39, female | SP.POP.3539.FE | 64392000 | 65754000
SASPopulation ages 35-39, male | South Asia | SAS | Population ages 35-39, male | SP.POP.3539.MA | 68319000 | 69846000
SASPopulation ages 40-44, female | South Asia | SAS | Population ages 40-44, female | SP.POP.4044.FE | 56189000 | 57580000
SASPopulation ages 40-44, male | South Asia | SAS | Population ages 40-44, male | SP.POP.4044.MA | 58888000 | 60378000
SASPopulation ages 45-49, female | South Asia | SAS | Population ages 45-49, female | SP.POP.4549.FE | 49148000 | 50314000
SASPopulation ages 45-49, male | South Asia | SAS | Population ages 45-49, male | SP.POP.4549.MA | 51246000 | 52391000
SASPopulation ages 50-54, female | South Asia | SAS | Population ages 50-54, female | SP.POP.5054.FE | 42693100 | 43669300
SASPopulation ages 50-54, male | South Asia | SAS | Population ages 50-54, male | SP.POP.5054.MA | 44482000 | 45435000
SASPopulation ages 55-59, male | South Asia | SAS | Population ages 55-59, male | SP.POP.5559.MA | 37660000 | 38633500
SASPopulation ages 55-59, female | South Asia | SAS | Population ages 55-59, female | SP.POP.5559.FE | 36381600 | 37368800
SASPopulation ages 65-69, male | South Asia | SAS | Population ages 65-69, male | SP.POP.6569.MA | 22410600 | 23432800
SASPopulation ages 65-69, female | South Asia | SAS | Population ages 65-69, female | SP.POP.6569.FE | 22360900 | 23296400
SASPopulation ages 60-64, female | South Asia | SAS | Population ages 60-64, female | SP.POP.6064.FE | 29375300 | 30315900
SASPopulation ages 60-64, male | South Asia | SAS | Population ages 60-64, male | SP.POP.6064.MA | 30064900 | 30959700
SASPopulation ages 70-74, female | South Asia | SAS | Population ages 70-74, female | SP.POP.7074.FE | 15166600 | 15814700
SASPopulation ages 70-74, male | South Asia | SAS | Population ages 70-74, male | SP.POP.7074.MA | 14196500 | 14884500
SASPopulation ages 75-79, female | South Asia | SAS | Population ages 75-79, female | SP.POP.7579.FE | 10049200 | 10362200
SASPopulation ages 75-79, male | South Asia | SAS | Population ages 75-79, male | SP.POP.7579.MA | 9002300 | 9261400
SASPopulation ages 80 and above, female | South Asia | SAS | Population ages 80 and above, female | SP.POP.80UP.FE | 9162500 | 9356800
SASPopulation ages 80 and above, male | South Asia | SAS | Population ages 80 and above, male | SP.POP.80UP.MA | 7682400 | 7774600
SASPopulation, male | South Asia | SAS | Population, male | SP.POP.TOTL.MA.IN | 947811000 | 958580000
SASPopulation, total | South Asia | SAS | Population, total | SP.POP.TOTL | 1835731000 | 1856800000
SASPopulation, female | South Asia | SAS | Population, female | SP.POP.TOTL.FE.IN | 887921000 | 898220000
SASPopulation growth (annual %) | South Asia | SAS | Population growth (annual %) | SP.POP.GROW | 1.1763 | 1.1477
TSAPopulation ages 0-14, female | South Asia (IDA & IBRD) | TSA | Population ages 0-14, female | SP.POP.0014.FE.IN | 245861000 | 244988000
TSAPopulation ages 0-14, male | South Asia (IDA & IBRD) | TSA | Population ages 0-14, male | SP.POP.0014.MA.IN | 268269000 | 267152000
TSAPopulation ages 00-04, female | South Asia (IDA & IBRD) | TSA | Population ages 00-04, female | SP.POP.0004.FE | 80923000 | 81079000
TSAPopulation ages 00-04, male | South Asia (IDA & IBRD) | TSA | Population ages 00-04, male | SP.POP.0004.MA | 88100000 | 88261000
TSAPopulation ages 05-09, female | South Asia (IDA & IBRD) | TSA | Population ages 05-09, female | SP.POP.0509.FE | 81267000 | 80455000
TSAPopulation ages 05-09, male | South Asia (IDA & IBRD) | TSA | Population ages 05-09, male | SP.POP.0509.MA | 88530000 | 87664000
TSAPopulation ages 10-14, female | South Asia (IDA & IBRD) | TSA | Population ages 10-14, female | SP.POP.1014.FE | 83669000 | 83452000
TSAPopulation ages 10-14, male | South Asia (IDA & IBRD) | TSA | Population ages 10-14, male | SP.POP.1014.MA | 91638000 | 91224000
TSAPopulation ages 15-19, female | South Asia (IDA & IBRD) | TSA | Population ages 15-19, female | SP.POP.1519.FE | 81954000 | 82251000
TSAPopulation ages 15-19, male | South Asia (IDA & IBRD) | TSA | Population ages 15-19, male | SP.POP.1519.MA | 90687000 | 90969000
TSAPopulation ages 20-24, female | South Asia (IDA & IBRD) | TSA | Population ages 20-24, female | SP.POP.2024.FE | 79083000 | 79578000
TSAPopulation ages 20-24, male | South Asia (IDA & IBRD) | TSA | Population ages 20-24, male | SP.POP.2024.MA | 87065000 | 87737000
TSAPopulation ages 25-29, female | South Asia (IDA & IBRD) | TSA | Population ages 25-29, female | SP.POP.2529.FE | 75191000 | 75793000
TSAPopulation ages 25-29, male | South Asia (IDA & IBRD) | TSA | Population ages 25-29, male | SP.POP.2529.MA | 81825000 | 82665000
TSAPopulation ages 30-34, female | South Asia (IDA & IBRD) | TSA | Population ages 30-34, female | SP.POP.3034.FE | 70913000 | 71779000
TSAPopulation ages 30-34, male | South Asia (IDA & IBRD) | TSA | Population ages 30-34, male | SP.POP.3034.MA | 76009000 | 77063000
TSAPopulation ages 35-39, female | South Asia (IDA & IBRD) | TSA | Population ages 35-39, female | SP.POP.3539.FE | 64392000 | 65754000
TSAPopulation ages 35-39, male | South Asia (IDA & IBRD) | TSA | Population ages 35-39, male | SP.POP.3539.MA | 68319000 | 69846000
TSAPopulation ages 40-44, female | South Asia (IDA & IBRD) | TSA | Population ages 40-44, female | SP.POP.4044.FE | 56189000 | 57580000
TSAPopulation ages 40-44, male | South Asia (IDA & IBRD) | TSA | Population ages 40-44, male | SP.POP.4044.MA | 58888000 | 60378000
TSAPopulation ages 45-49, female | South Asia (IDA & IBRD) | TSA | Population ages 45-49, female | SP.POP.4549.FE | 49148000 | 50314000
TSAPopulation ages 45-49, male | South Asia (IDA & IBRD) | TSA | Population ages 45-49, male | SP.POP.4549.MA | 51246000 | 52391000
TSAPopulation ages 50-54, female | South Asia (IDA & IBRD) | TSA | Population ages 50-54, female | SP.POP.5054.FE | 42693100 | 43669300
TSAPopulation ages 50-54, male | South Asia (IDA & IBRD) | TSA | Population ages 50-54, male | SP.POP.5054.MA | 44482000 | 45435000
TSAPopulation ages 55-59, male | South Asia (IDA & IBRD) | TSA | Population ages 55-59, male | SP.POP.5559.MA | 37660000 | 38633500
TSAPopulation ages 55-59, female | South Asia (IDA & IBRD) | TSA | Population ages 55-59, female | SP.POP.5559.FE | 36381600 | 37368800
TSAPopulation ages 65-69, male | South Asia (IDA & IBRD) | TSA | Population ages 65-69, male | SP.POP.6569.MA | 22410600 | 23432800
TSAPopulation ages 65-69, female | South Asia (IDA & IBRD) | TSA | Population ages 65-69, female | SP.POP.6569.FE | 22360900 | 23296400
TSAPopulation ages 60-64, female | South Asia (IDA & IBRD) | TSA | Population ages 60-64, female | SP.POP.6064.FE | 29375300 | 30315900
TSAPopulation ages 60-64, male | South Asia (IDA & IBRD) | TSA | Population ages 60-64, male | SP.POP.6064.MA | 30064900 | 30959700
TSAPopulation ages 70-74, female | South Asia (IDA & IBRD) | TSA | Population ages 70-74, female | SP.POP.7074.FE | 15166600 | 15814700
TSAPopulation ages 70-74, male | South Asia (IDA & IBRD) | TSA | Population ages 70-74, male | SP.POP.7074.MA | 14196500 | 14884500
TSAPopulation ages 75-79, female | South Asia (IDA & IBRD) | TSA | Population ages 75-79, female | SP.POP.7579.FE | 10049200 | 10362200
TSAPopulation ages 75-79, male | South Asia (IDA & IBRD) | TSA | Population ages 75-79, male | SP.POP.7579.MA | 9002300 | 9261400
TSAPopulation ages 80 and above, female | South Asia (IDA & IBRD) | TSA | Population ages 80 and above, female | SP.POP.80UP.FE | 9162500 | 9356800
TSAPopulation ages 80 and above, male | South Asia (IDA & IBRD) | TSA | Population ages 80 and above, male | SP.POP.80UP.MA | 7682400 | 7774600
TSAPopulation, male | South Asia (IDA & IBRD) | TSA | Population, male | SP.POP.TOTL.MA.IN | 947811000 | 958580000
TSAPopulation, total | South Asia (IDA & IBRD) | TSA | Population, total | SP.POP.TOTL | 1835731000 | 1856800000
TSAPopulation, female | South Asia (IDA & IBRD) | TSA | Population, female | SP.POP.TOTL.FE.IN | 887921000 | 898220000
TSAPopulation growth (annual %) | South Asia (IDA & IBRD) | TSA | Population growth (annual %) | SP.POP.GROW | 1.1763 | 1.1477
SSDPopulation ages 0-14, female | South Sudan | SSD | Population ages 0-14, female | SP.POP.0014.FE.IN | 2271000 | 2284000
SSDPopulation ages 0-14, male | South Sudan | SSD | Population ages 0-14, male | SP.POP.0014.MA.IN | 2328000 | 2342000
SSDPopulation ages 00-04, female | South Sudan | SSD | Population ages 00-04, female | SP.POP.0004.FE | 838000 | 843000
SSDPopulation ages 00-04, male | South Sudan | SSD | Population ages 00-04, male | SP.POP.0004.MA | 860000 | 865000
SSDPopulation ages 05-09, female | South Sudan | SSD | Population ages 05-09, female | SP.POP.0509.FE | 758000 | 760000
SSDPopulation ages 05-09, male | South Sudan | SSD | Population ages 05-09, male | SP.POP.0509.MA | 777000 | 779000
SSDPopulation ages 10-14, female | South Sudan | SSD | Population ages 10-14, female | SP.POP.1014.FE | 675000 | 682000
SSDPopulation ages 10-14, male | South Sudan | SSD | Population ages 10-14, male | SP.POP.1014.MA | 691000 | 698000
SSDPopulation ages 15-19, female | South Sudan | SSD | Population ages 15-19, female | SP.POP.1519.FE | 589000 | 595000
SSDPopulation ages 15-19, male | South Sudan | SSD | Population ages 15-19, male | SP.POP.1519.MA | 600000 | 607000
SSDPopulation ages 20-24, female | South Sudan | SSD | Population ages 20-24, female | SP.POP.2024.FE | 521000 | 528000
SSDPopulation ages 20-24, male | South Sudan | SSD | Population ages 20-24, male | SP.POP.2024.MA | 527000 | 534000
SSDPopulation ages 25-29, female | South Sudan | SSD | Population ages 25-29, female | SP.POP.2529.FE | 441000 | 450000
SSDPopulation ages 25-29, male | South Sudan | SSD | Population ages 25-29, male | SP.POP.2529.MA | 443000 | 451000
SSDPopulation ages 30-34, female | South Sudan | SSD | Population ages 30-34, female | SP.POP.3034.FE | 363000 | 372000
SSDPopulation ages 30-34, male | South Sudan | SSD | Population ages 30-34, male | SP.POP.3034.MA | 363000 | 372000
SSDPopulation ages 35-39, female | South Sudan | SSD | Population ages 35-39, female | SP.POP.3539.FE | 290000 | 296000
SSDPopulation ages 35-39, male | South Sudan | SSD | Population ages 35-39, male | SP.POP.3539.MA | 289000 | 294000
SSDPopulation ages 40-44, female | South Sudan | SSD | Population ages 40-44, female | SP.POP.4044.FE | 244000 | 247000
SSDPopulation ages 40-44, male | South Sudan | SSD | Population ages 40-44, male | SP.POP.4044.MA | 242000 | 245000
SSDPopulation ages 45-49, female | South Sudan | SSD | Population ages 45-49, female | SP.POP.4549.FE | 201000 | 204000
SSDPopulation ages 45-49, male | South Sudan | SSD | Population ages 45-49, male | SP.POP.4549.MA | 197000 | 201000
SSDPopulation ages 50-54, female | South Sudan | SSD | Population ages 50-54, female | SP.POP.5054.FE | 167000 | 169000
SSDPopulation ages 50-54, male | South Sudan | SSD | Population ages 50-54, male | SP.POP.5054.MA | 160000 | 163000
SSDPopulation ages 55-59, male | South Sudan | SSD | Population ages 55-59, male | SP.POP.5559.MA | 124000 | 127000
SSDPopulation ages 55-59, female | South Sudan | SSD | Population ages 55-59, female | SP.POP.5559.FE | 133000 | 136000
SSDPopulation ages 65-69, male | South Sudan | SSD | Population ages 65-69, male | SP.POP.6569.MA | 66000 | 67000
SSDPopulation ages 65-69, female | South Sudan | SSD | Population ages 65-69, female | SP.POP.6569.FE | 76000 | 77000
SSDPopulation ages 60-64, female | South Sudan | SSD | Population ages 60-64, female | SP.POP.6064.FE | 103000 | 106000
SSDPopulation ages 60-64, male | South Sudan | SSD | Population ages 60-64, male | SP.POP.6064.MA | 93000 | 95000
SSDPopulation ages 70-74, female | South Sudan | SSD | Population ages 70-74, female | SP.POP.7074.FE | 60000 | 60000
SSDPopulation ages 70-74, male | South Sudan | SSD | Population ages 70-74, male | SP.POP.7074.MA | 53000 | 52000
SSDPopulation ages 75-79, female | South Sudan | SSD | Population ages 75-79, female | SP.POP.7579.FE | 38000 | 38000
SSDPopulation ages 75-79, male | South Sudan | SSD | Population ages 75-79, male | SP.POP.7579.MA | 32000 | 32000
SSDPopulation ages 80 and above, female | South Sudan | SSD | Population ages 80 and above, female | SP.POP.80UP.FE | 28000 | 28000
SSDPopulation ages 80 and above, male | South Sudan | SSD | Population ages 80 and above, male | SP.POP.80UP.MA | 21000 | 21000
SSDPopulation, male | South Sudan | SSD | Population, male | SP.POP.TOTL.MA.IN | 5537000 | 5603000
SSDPopulation, total | South Sudan | SSD | Population, total | SP.POP.TOTL | 11062000 | 11194000
SSDPopulation, female | South Sudan | SSD | Population, female | SP.POP.TOTL.FE.IN | 5526000 | 5591000
SSDPopulation growth (annual %) | South Sudan | SSD | Population growth (annual %) | SP.POP.GROW | 0 | 0
ESPPopulation ages 0-14, female | Spain | ESP | Population ages 0-14, female | SP.POP.0014.FE.IN | 3298000 | 3256000
ESPPopulation ages 0-14, male | Spain | ESP | Population ages 0-14, male | SP.POP.0014.MA.IN | 3512000 | 3470000
ESPPopulation ages 00-04, female | Spain | ESP | Population ages 00-04, female | SP.POP.0004.FE | 977000 | 964000
ESPPopulation ages 00-04, male | Spain | ESP | Population ages 00-04, male | SP.POP.0004.MA | 1038000 | 1025000
ESPPopulation ages 05-09, female | Spain | ESP | Population ages 05-09, female | SP.POP.0509.FE | 1125000 | 1087000
ESPPopulation ages 05-09, male | Spain | ESP | Population ages 05-09, male | SP.POP.0509.MA | 1198000 | 1156000
ESPPopulation ages 10-14, female | Spain | ESP | Population ages 10-14, female | SP.POP.1014.FE | 1195000 | 1206000
ESPPopulation ages 10-14, male | Spain | ESP | Population ages 10-14, male | SP.POP.1014.MA | 1276000 | 1289000
ESPPopulation ages 15-19, female | Spain | ESP | Population ages 15-19, female | SP.POP.1519.FE | 1075000 | 1086000
ESPPopulation ages 15-19, male | Spain | ESP | Population ages 15-19, male | SP.POP.1519.MA | 1135000 | 1150000
ESPPopulation ages 20-24, female | Spain | ESP | Population ages 20-24, female | SP.POP.2024.FE | 1106000 | 1100000
ESPPopulation ages 20-24, male | Spain | ESP | Population ages 20-24, male | SP.POP.2024.MA | 1159000 | 1154000
ESPPopulation ages 25-29, female | Spain | ESP | Population ages 25-29, female | SP.POP.2529.FE | 1172000 | 1156000
ESPPopulation ages 25-29, male | Spain | ESP | Population ages 25-29, male | SP.POP.2529.MA | 1214000 | 1203000
ESPPopulation ages 30-34, female | Spain | ESP | Population ages 30-34, female | SP.POP.3034.FE | 1355000 | 1302000
ESPPopulation ages 30-34, male | Spain | ESP | Population ages 30-34, male | SP.POP.3034.MA | 1360000 | 1315000
ESPPopulation ages 35-39, female | Spain | ESP | Population ages 35-39, female | SP.POP.3539.FE | 1722000 | 1645000
ESPPopulation ages 35-39, male | Spain | ESP | Population ages 35-39, male | SP.POP.3539.MA | 1718000 | 1635000
ESPPopulation ages 40-44, female | Spain | ESP | Population ages 40-44, female | SP.POP.4044.FE | 1992000 | 1973000
ESPPopulation ages 40-44, male | Spain | ESP | Population ages 40-44, male | SP.POP.4044.MA | 2057000 | 2025000
ESPPopulation ages 45-49, female | Spain | ESP | Population ages 45-49, female | SP.POP.4549.FE | 1900000 | 1923000
ESPPopulation ages 45-49, male | Spain | ESP | Population ages 45-49, male | SP.POP.4549.MA | 1983000 | 2011000
ESPPopulation ages 50-54, female | Spain | ESP | Population ages 50-54, female | SP.POP.5054.FE | 1790000 | 1802000
ESPPopulation ages 50-54, male | Spain | ESP | Population ages 50-54, male | SP.POP.5054.MA | 1801000 | 1827000
ESPPopulation ages 55-59, male | Spain | ESP | Population ages 55-59, male | SP.POP.5559.MA | 1649000 | 1683000
ESPPopulation ages 55-59, female | Spain | ESP | Population ages 55-59, female | SP.POP.5559.FE | 1702000 | 1728000
ESPPopulation ages 65-69, male | Spain | ESP | Population ages 65-69, male | SP.POP.6569.MA | 1126000 | 1147000
ESPPopulation ages 65-69, female | Spain | ESP | Population ages 65-69, female | SP.POP.6569.FE | 1233000 | 1252000
ESPPopulation ages 60-64, female | Spain | ESP | Population ages 60-64, female | SP.POP.6064.FE | 1462000 | 1512000
ESPPopulation ages 60-64, male | Spain | ESP | Population ages 60-64, male | SP.POP.6064.MA | 1377000 | 1425000
ESPPopulation ages 70-74, female | Spain | ESP | Population ages 70-74, female | SP.POP.7074.FE | 1167000 | 1180000
ESPPopulation ages 70-74, male | Spain | ESP | Population ages 70-74, male | SP.POP.7074.MA | 1008000 | 1022000
ESPPopulation ages 75-79, female | Spain | ESP | Population ages 75-79, female | SP.POP.7579.FE | 970000 | 1004000
ESPPopulation ages 75-79, male | Spain | ESP | Population ages 75-79, male | SP.POP.7579.MA | 775000 | 805000
ESPPopulation ages 80 and above, female | Spain | ESP | Population ages 80 and above, female | SP.POP.80UP.FE | 1822000 | 1834000
ESPPopulation ages 80 and above, male | Spain | ESP | Population ages 80 and above, male | SP.POP.80UP.MA | 1078000 | 1087000
ESPPopulation, male | Spain | ESP | Population, male | SP.POP.TOTL.MA.IN | 22952000 | 22957000
ESPPopulation, total | Spain | ESP | Population, total | SP.POP.TOTL | 46719000 | 46711000
ESPPopulation, female | Spain | ESP | Population, female | SP.POP.TOTL.FE.IN | 23767000 | 23754000
ESPPopulation growth (annual %) | Spain | ESP | Population growth (annual %) | SP.POP.GROW | 0 | 0
LKAPopulation ages 0-14, female | Sri Lanka | LKA | Population ages 0-14, female | SP.POP.0014.FE.IN | 2579000 | 2556000
LKAPopulation ages 0-14, male | Sri Lanka | LKA | Population ages 0-14, male | SP.POP.0014.MA.IN | 2633000 | 2616000
LKAPopulation ages 00-04, female | Sri Lanka | LKA | Population ages 00-04, female | SP.POP.0004.FE | 842000 | 832000
LKAPopulation ages 00-04, male | Sri Lanka | LKA | Population ages 00-04, male | SP.POP.0004.MA | 870000 | 861000
LKAPopulation ages 05-09, female | Sri Lanka | LKA | Population ages 05-09, female | SP.POP.0509.FE | 860000 | 850000
LKAPopulation ages 05-09, male | Sri Lanka | LKA | Population ages 05-09, male | SP.POP.0509.MA | 881000 | 873000
LKAPopulation ages 10-14, female | Sri Lanka | LKA | Population ages 10-14, female | SP.POP.1014.FE | 877000 | 874000
LKAPopulation ages 10-14, male | Sri Lanka | LKA | Population ages 10-14, male | SP.POP.1014.MA | 882000 | 882000
LKAPopulation ages 15-19, female | Sri Lanka | LKA | Population ages 15-19, female | SP.POP.1519.FE | 841000 | 850000
LKAPopulation ages 15-19, male | Sri Lanka | LKA | Population ages 15-19, male | SP.POP.1519.MA | 838000 | 847000
LKAPopulation ages 20-24, female | Sri Lanka | LKA | Population ages 20-24, female | SP.POP.2024.FE | 767000 | 768000
LKAPopulation ages 20-24, male | Sri Lanka | LKA | Population ages 20-24, male | SP.POP.2024.MA | 754000 | 758000
LKAPopulation ages 25-29, female | Sri Lanka | LKA | Population ages 25-29, female | SP.POP.2529.FE | 755000 | 746000
LKAPopulation ages 25-29, male | Sri Lanka | LKA | Population ages 25-29, male | SP.POP.2529.MA | 690000 | 688000
LKAPopulation ages 30-34, female | Sri Lanka | LKA | Population ages 30-34, female | SP.POP.3034.FE | 760000 | 744000
LKAPopulation ages 30-34, male | Sri Lanka | LKA | Population ages 30-34, male | SP.POP.3034.MA | 651000 | 636000
LKAPopulation ages 35-39, female | Sri Lanka | LKA | Population ages 35-39, female | SP.POP.3539.FE | 814000 | 802000
LKAPopulation ages 35-39, male | Sri Lanka | LKA | Population ages 35-39, male | SP.POP.3539.MA | 717000 | 695000
LKAPopulation ages 40-44, female | Sri Lanka | LKA | Population ages 40-44, female | SP.POP.4044.FE | 797000 | 809000
LKAPopulation ages 40-44, male | Sri Lanka | LKA | Population ages 40-44, male | SP.POP.4044.MA | 742000 | 745000
LKAPopulation ages 45-49, female | Sri Lanka | LKA | Population ages 45-49, female | SP.POP.4549.FE | 701000 | 711000
LKAPopulation ages 45-49, male | Sri Lanka | LKA | Population ages 45-49, male | SP.POP.4549.MA | 666000 | 673000
LKAPopulation ages 50-54, female | Sri Lanka | LKA | Population ages 50-54, female | SP.POP.5054.FE | 688000 | 691000
LKAPopulation ages 50-54, male | Sri Lanka | LKA | Population ages 50-54, male | SP.POP.5054.MA | 648000 | 653000
LKAPopulation ages 55-59, male | Sri Lanka | LKA | Population ages 55-59, male | SP.POP.5559.MA | 592000 | 601000
LKAPopulation ages 55-59, female | Sri Lanka | LKA | Population ages 55-59, female | SP.POP.5559.FE | 657000 | 661000
LKAPopulation ages 65-69, male | Sri Lanka | LKA | Population ages 65-69, male | SP.POP.6569.MA | 405000 | 413000
LKAPopulation ages 65-69, female | Sri Lanka | LKA | Population ages 65-69, female | SP.POP.6569.FE | 493000 | 504000
LKAPopulation ages 60-64, female | Sri Lanka | LKA | Population ages 60-64, female | SP.POP.6064.FE | 598000 | 613000
LKAPopulation ages 60-64, male | Sri Lanka | LKA | Population ages 60-64, male | SP.POP.6064.MA | 510000 | 523000
LKAPopulation ages 70-74, female | Sri Lanka | LKA | Population ages 70-74, female | SP.POP.7074.FE | 406000 | 423000
LKAPopulation ages 70-74, male | Sri Lanka | LKA | Population ages 70-74, male | SP.POP.7074.MA | 305000 | 318000
LKAPopulation ages 75-79, female | Sri Lanka | LKA | Population ages 75-79, female | SP.POP.7579.FE | 238000 | 259000
LKAPopulation ages 75-79, male | Sri Lanka | LKA | Population ages 75-79, male | SP.POP.7579.MA | 154000 | 168000
LKAPopulation ages 80 and above, female | Sri Lanka | LKA | Population ages 80 and above, female | SP.POP.80UP.FE | 222000 | 230000
LKAPopulation ages 80 and above, male | Sri Lanka | LKA | Population ages 80 and above, male | SP.POP.80UP.MA | 136000 | 137000
LKAPopulation, male | Sri Lanka | LKA | Population, male | SP.POP.TOTL.MA.IN | 10441000 | 10471000
LKAPopulation, total | Sri Lanka | LKA | Population, total | SP.POP.TOTL | 21757000 | 21837000
LKAPopulation, female | Sri Lanka | LKA | Population, female | SP.POP.TOTL.FE.IN | 11316000 | 11367000
LKAPopulation growth (annual %) | Sri Lanka | LKA | Population growth (annual %) | SP.POP.GROW | 0 | 0
KNAPopulation ages 0-14, female | St. Kitts and Nevis | KNA | Population ages 0-14, female | SP.POP.0014.FE.IN | 0 | 0
KNAPopulation ages 0-14, male | St. Kitts and Nevis | KNA | Population ages 0-14, male | SP.POP.0014.MA.IN | 0 | 0
KNAPopulation ages 00-04, female | St. Kitts and Nevis | KNA | Population ages 00-04, female | SP.POP.0004.FE | 0 | 0
KNAPopulation ages 00-04, male | St. Kitts and Nevis | KNA | Population ages 00-04, male | SP.POP.0004.MA | 0 | 0
KNAPopulation ages 05-09, female | St. Kitts and Nevis | KNA | Population ages 05-09, female | SP.POP.0509.FE | 0 | 0
KNAPopulation ages 05-09, male | St. Kitts and Nevis | KNA | Population ages 05-09, male | SP.POP.0509.MA | 0 | 0
KNAPopulation ages 10-14, female | St. Kitts and Nevis | KNA | Population ages 10-14, female | SP.POP.1014.FE | 0 | 0
KNAPopulation ages 10-14, male | St. Kitts and Nevis | KNA | Population ages 10-14, male | SP.POP.1014.MA | 0 | 0
KNAPopulation ages 15-19, female | St. Kitts and Nevis | KNA | Population ages 15-19, female | SP.POP.1519.FE | 0 | 0
KNAPopulation ages 15-19, male | St. Kitts and Nevis | KNA | Population ages 15-19, male | SP.POP.1519.MA | 0 | 0
KNAPopulation ages 20-24, female | St. Kitts and Nevis | KNA | Population ages 20-24, female | SP.POP.2024.FE | 0 | 0
KNAPopulation ages 20-24, male | St. Kitts and Nevis | KNA | Population ages 20-24, male | SP.POP.2024.MA | 0 | 0
KNAPopulation ages 25-29, female | St. Kitts and Nevis | KNA | Population ages 25-29, female | SP.POP.2529.FE | 0 | 0
KNAPopulation ages 25-29, male | St. Kitts and Nevis | KNA | Population ages 25-29, male | SP.POP.2529.MA | 0 | 0
KNAPopulation ages 30-34, female | St. Kitts and Nevis | KNA | Population ages 30-34, female | SP.POP.3034.FE | 0 | 0
KNAPopulation ages 30-34, male | St. Kitts and Nevis | KNA | Population ages 30-34, male | SP.POP.3034.MA | 0 | 0
KNAPopulation ages 35-39, female | St. Kitts and Nevis | KNA | Population ages 35-39, female | SP.POP.3539.FE | 0 | 0
KNAPopulation ages 35-39, male | St. Kitts and Nevis | KNA | Population ages 35-39, male | SP.POP.3539.MA | 0 | 0
KNAPopulation ages 40-44, female | St. Kitts and Nevis | KNA | Population ages 40-44, female | SP.POP.4044.FE | 0 | 0
KNAPopulation ages 40-44, male | St. Kitts and Nevis | KNA | Population ages 40-44, male | SP.POP.4044.MA | 0 | 0
KNAPopulation ages 45-49, female | St. Kitts and Nevis | KNA | Population ages 45-49, female | SP.POP.4549.FE | 0 | 0
KNAPopulation ages 45-49, male | St. Kitts and Nevis | KNA | Population ages 45-49, male | SP.POP.4549.MA | 0 | 0
KNAPopulation ages 50-54, female | St. Kitts and Nevis | KNA | Population ages 50-54, female | SP.POP.5054.FE | 0 | 0
KNAPopulation ages 50-54, male | St. Kitts and Nevis | KNA | Population ages 50-54, male | SP.POP.5054.MA | 0 | 0
KNAPopulation ages 55-59, male | St. Kitts and Nevis | KNA | Population ages 55-59, male | SP.POP.5559.MA | 0 | 0
KNAPopulation ages 55-59, female | St. Kitts and Nevis | KNA | Population ages 55-59, female | SP.POP.5559.FE | 0 | 0
KNAPopulation ages 65-69, male | St. Kitts and Nevis | KNA | Population ages 65-69, male | SP.POP.6569.MA | 0 | 0
KNAPopulation ages 65-69, female | St. Kitts and Nevis | KNA | Population ages 65-69, female | SP.POP.6569.FE | 0 | 0
KNAPopulation ages 60-64, female | St. Kitts and Nevis | KNA | Population ages 60-64, female | SP.POP.6064.FE | 0 | 0
KNAPopulation ages 60-64, male | St. Kitts and Nevis | KNA | Population ages 60-64, male | SP.POP.6064.MA | 0 | 0
KNAPopulation ages 70-74, female | St. Kitts and Nevis | KNA | Population ages 70-74, female | SP.POP.7074.FE | 0 | 0
KNAPopulation ages 70-74, male | St. Kitts and Nevis | KNA | Population ages 70-74, male | SP.POP.7074.MA | 0 | 0
KNAPopulation ages 75-79, female | St. Kitts and Nevis | KNA | Population ages 75-79, female | SP.POP.7579.FE | 0 | 0
KNAPopulation ages 75-79, male | St. Kitts and Nevis | KNA | Population ages 75-79, male | SP.POP.7579.MA | 0 | 0
KNAPopulation ages 80 and above, female | St. Kitts and Nevis | KNA | Population ages 80 and above, female | SP.POP.80UP.FE | 0 | 0
KNAPopulation ages 80 and above, male | St. Kitts and Nevis | KNA | Population ages 80 and above, male | SP.POP.80UP.MA | 0 | 0
KNAPopulation, male | St. Kitts and Nevis | KNA | Population, male | SP.POP.TOTL.MA.IN | 0 | 0
KNAPopulation, total | St. Kitts and Nevis | KNA | Population, total | SP.POP.TOTL | 53000 | 53000
KNAPopulation, female | St. Kitts and Nevis | KNA | Population, female | SP.POP.TOTL.FE.IN | 0 | 0
KNAPopulation growth (annual %) | St. Kitts and Nevis | KNA | Population growth (annual %) | SP.POP.GROW | 0 | 0
LCAPopulation ages 0-14, female | St. Lucia | LCA | Population ages 0-14, female | SP.POP.0014.FE.IN | 16000 | 16000
LCAPopulation ages 0-14, male | St. Lucia | LCA | Population ages 0-14, male | SP.POP.0014.MA.IN | 17000 | 17000
LCAPopulation ages 00-04, female | St. Lucia | LCA | Population ages 00-04, female | SP.POP.0004.FE | 5400 | 5300
LCAPopulation ages 00-04, male | St. Lucia | LCA | Population ages 00-04, male | SP.POP.0004.MA | 5500 | 5500
LCAPopulation ages 05-09, female | St. Lucia | LCA | Population ages 05-09, female | SP.POP.0509.FE | 5400 | 5400
LCAPopulation ages 05-09, male | St. Lucia | LCA | Population ages 05-09, male | SP.POP.0509.MA | 5500 | 5600
LCAPopulation ages 10-14, female | St. Lucia | LCA | Population ages 10-14, female | SP.POP.1014.FE | 5600 | 5500
LCAPopulation ages 10-14, male | St. Lucia | LCA | Population ages 10-14, male | SP.POP.1014.MA | 5800 | 5600
LCAPopulation ages 15-19, female | St. Lucia | LCA | Population ages 15-19, female | SP.POP.1519.FE | 6800 | 6600
LCAPopulation ages 15-19, male | St. Lucia | LCA | Population ages 15-19, male | SP.POP.1519.MA | 6900 | 6600
LCAPopulation ages 20-24, female | St. Lucia | LCA | Population ages 20-24, female | SP.POP.2024.FE | 8200 | 8000
LCAPopulation ages 20-24, male | St. Lucia | LCA | Population ages 20-24, male | SP.POP.2024.MA | 8200 | 7900
LCAPopulation ages 25-29, female | St. Lucia | LCA | Population ages 25-29, female | SP.POP.2529.FE | 8300 | 8500
LCAPopulation ages 25-29, male | St. Lucia | LCA | Population ages 25-29, male | SP.POP.2529.MA | 8300 | 8500
LCAPopulation ages 30-34, female | St. Lucia | LCA | Population ages 30-34, female | SP.POP.3034.FE | 7200 | 7300
LCAPopulation ages 30-34, male | St. Lucia | LCA | Population ages 30-34, male | SP.POP.3034.MA | 6900 | 7000
LCAPopulation ages 35-39, female | St. Lucia | LCA | Population ages 35-39, female | SP.POP.3539.FE | 7200 | 7300
LCAPopulation ages 35-39, male | St. Lucia | LCA | Population ages 35-39, male | SP.POP.3539.MA | 6800 | 6800
LCAPopulation ages 40-44, female | St. Lucia | LCA | Population ages 40-44, female | SP.POP.4044.FE | 6500 | 6600
LCAPopulation ages 40-44, male | St. Lucia | LCA | Population ages 40-44, male | SP.POP.4044.MA | 6200 | 6300
LCAPopulation ages 45-49, female | St. Lucia | LCA | Population ages 45-49, female | SP.POP.4549.FE | 6600 | 6600
LCAPopulation ages 45-49, male | St. Lucia | LCA | Population ages 45-49, male | SP.POP.4549.MA | 6000 | 6000
LCAPopulation ages 50-54, female | St. Lucia | LCA | Population ages 50-54, female | SP.POP.5054.FE | 6300 | 6400
LCAPopulation ages 50-54, male | St. Lucia | LCA | Population ages 50-54, male | SP.POP.5054.MA | 6000 | 6000
LCAPopulation ages 55-59, male | St. Lucia | LCA | Population ages 55-59, male | SP.POP.5559.MA | 5200 | 5300
LCAPopulation ages 55-59, female | St. Lucia | LCA | Population ages 55-59, female | SP.POP.5559.FE | 5500 | 5700
LCAPopulation ages 65-69, male | St. Lucia | LCA | Population ages 65-69, male | SP.POP.6569.MA | 2900 | 3000
LCAPopulation ages 65-69, female | St. Lucia | LCA | Population ages 65-69, female | SP.POP.6569.FE | 3000 | 3100
LCAPopulation ages 60-64, female | St. Lucia | LCA | Population ages 60-64, female | SP.POP.6064.FE | 4200 | 4400
LCAPopulation ages 60-64, male | St. Lucia | LCA | Population ages 60-64, male | SP.POP.6064.MA | 3800 | 4000
LCAPopulation ages 70-74, female | St. Lucia | LCA | Population ages 70-74, female | SP.POP.7074.FE | 2500 | 2600
LCAPopulation ages 70-74, male | St. Lucia | LCA | Population ages 70-74, male | SP.POP.7074.MA | 2200 | 2300
LCAPopulation ages 75-79, female | St. Lucia | LCA | Population ages 75-79, female | SP.POP.7579.FE | 1800 | 1800
LCAPopulation ages 75-79, male | St. Lucia | LCA | Population ages 75-79, male | SP.POP.7579.MA | 1600 | 1600
LCAPopulation ages 80 and above, female | St. Lucia | LCA | Population ages 80 and above, female | SP.POP.80UP.FE | 2200 | 2200
LCAPopulation ages 80 and above, male | St. Lucia | LCA | Population ages 80 and above, male | SP.POP.80UP.MA | 2200 | 2200
LCAPopulation, male | St. Lucia | LCA | Population, male | SP.POP.TOTL.MA.IN | 90000 | 90000
LCAPopulation, total | St. Lucia | LCA | Population, total | SP.POP.TOTL | 183000 | 184000
LCAPopulation, female | St. Lucia | LCA | Population, female | SP.POP.TOTL.FE.IN | 93000 | 93000
LCAPopulation growth (annual %) | St. Lucia | LCA | Population growth (annual %) | SP.POP.GROW | 0 | 0
MAFPopulation ages 0-14, female | St. Martin (French part) | MAF | Population ages 0-14, female | SP.POP.0014.FE.IN | 0 | 0
MAFPopulation ages 0-14, male | St. Martin (French part) | MAF | Population ages 0-14, male | SP.POP.0014.MA.IN | 0 | 0
MAFPopulation ages 00-04, female | St. Martin (French part) | MAF | Population ages 00-04, female | SP.POP.0004.FE | 0 | 0
MAFPopulation ages 00-04, male | St. Martin (French part) | MAF | Population ages 00-04, male | SP.POP.0004.MA | 0 | 0
MAFPopulation ages 05-09, female | St. Martin (French part) | MAF | Population ages 05-09, female | SP.POP.0509.FE | 0 | 0
MAFPopulation ages 05-09, male | St. Martin (French part) | MAF | Population ages 05-09, male | SP.POP.0509.MA | 0 | 0
MAFPopulation ages 10-14, female | St. Martin (French part) | MAF | Population ages 10-14, female | SP.POP.1014.FE | 0 | 0
MAFPopulation ages 10-14, male | St. Martin (French part) | MAF | Population ages 10-14, male | SP.POP.1014.MA | 0 | 0
MAFPopulation ages 15-19, female | St. Martin (French part) | MAF | Population ages 15-19, female | SP.POP.1519.FE | 0 | 0
MAFPopulation ages 15-19, male | St. Martin (French part) | MAF | Population ages 15-19, male | SP.POP.1519.MA | 0 | 0
MAFPopulation ages 20-24, female | St. Martin (French part) | MAF | Population ages 20-24, female | SP.POP.2024.FE | 0 | 0
MAFPopulation ages 20-24, male | St. Martin (French part) | MAF | Population ages 20-24, male | SP.POP.2024.MA | 0 | 0
MAFPopulation ages 25-29, female | St. Martin (French part) | MAF | Population ages 25-29, female | SP.POP.2529.FE | 0 | 0
MAFPopulation ages 25-29, male | St. Martin (French part) | MAF | Population ages 25-29, male | SP.POP.2529.MA | 0 | 0
MAFPopulation ages 30-34, female | St. Martin (French part) | MAF | Population ages 30-34, female | SP.POP.3034.FE | 0 | 0
MAFPopulation ages 30-34, male | St. Martin (French part) | MAF | Population ages 30-34, male | SP.POP.3034.MA | 0 | 0
MAFPopulation ages 35-39, female | St. Martin (French part) | MAF | Population ages 35-39, female | SP.POP.3539.FE | 0 | 0
MAFPopulation ages 35-39, male | St. Martin (French part) | MAF | Population ages 35-39, male | SP.POP.3539.MA | 0 | 0
MAFPopulation ages 40-44, female | St. Martin (French part) | MAF | Population ages 40-44, female | SP.POP.4044.FE | 0 | 0
MAFPopulation ages 40-44, male | St. Martin (French part) | MAF | Population ages 40-44, male | SP.POP.4044.MA | 0 | 0
MAFPopulation ages 45-49, female | St. Martin (French part) | MAF | Population ages 45-49, female | SP.POP.4549.FE | 0 | 0
MAFPopulation ages 45-49, male | St. Martin (French part) | MAF | Population ages 45-49, male | SP.POP.4549.MA | 0 | 0
MAFPopulation ages 50-54, female | St. Martin (French part) | MAF | Population ages 50-54, female | SP.POP.5054.FE | 0 | 0
MAFPopulation ages 50-54, male | St. Martin (French part) | MAF | Population ages 50-54, male | SP.POP.5054.MA | 0 | 0
MAFPopulation ages 55-59, male | St. Martin (French part) | MAF | Population ages 55-59, male | SP.POP.5559.MA | 0 | 0
MAFPopulation ages 55-59, female | St. Martin (French part) | MAF | Population ages 55-59, female | SP.POP.5559.FE | 0 | 0
MAFPopulation ages 65-69, male | St. Martin (French part) | MAF | Population ages 65-69, male | SP.POP.6569.MA | 0 | 0
MAFPopulation ages 65-69, female | St. Martin (French part) | MAF | Population ages 65-69, female | SP.POP.6569.FE | 0 | 0
MAFPopulation ages 60-64, female | St. Martin (French part) | MAF | Population ages 60-64, female | SP.POP.6064.FE | 0 | 0
MAFPopulation ages 60-64, male | St. Martin (French part) | MAF | Population ages 60-64, male | SP.POP.6064.MA | 0 | 0
MAFPopulation ages 70-74, female | St. Martin (French part) | MAF | Population ages 70-74, female | SP.POP.7074.FE | 0 | 0
MAFPopulation ages 70-74, male | St. Martin (French part) | MAF | Population ages 70-74, male | SP.POP.7074.MA | 0 | 0
MAFPopulation ages 75-79, female | St. Martin (French part) | MAF | Population ages 75-79, female | SP.POP.7579.FE | 0 | 0
MAFPopulation ages 75-79, male | St. Martin (French part) | MAF | Population ages 75-79, male | SP.POP.7579.MA | 0 | 0
MAFPopulation ages 80 and above, female | St. Martin (French part) | MAF | Population ages 80 and above, female | SP.POP.80UP.FE | 0 | 0
MAFPopulation ages 80 and above, male | St. Martin (French part) | MAF | Population ages 80 and above, male | SP.POP.80UP.MA | 0 | 0
MAFPopulation, male | St. Martin (French part) | MAF | Population, male | SP.POP.TOTL.MA.IN | 0 | 0
MAFPopulation, total | St. Martin (French part) | MAF | Population, total | SP.POP.TOTL | 0 | 0
MAFPopulation, female | St. Martin (French part) | MAF | Population, female | SP.POP.TOTL.FE.IN | 0 | 0
MAFPopulation growth (annual %) | St. Martin (French part) | MAF | Population growth (annual %) | SP.POP.GROW | 0 | 0
VCTPopulation ages 0-14, female | St. Vincent and the Grenadines | VCT | Population ages 0-14, female | SP.POP.0014.FE.IN | 12000 | 12000
VCTPopulation ages 0-14, male | St. Vincent and the Grenadines | VCT | Population ages 0-14, male | SP.POP.0014.MA.IN | 12000 | 12000
VCTPopulation ages 00-04, female | St. Vincent and the Grenadines | VCT | Population ages 00-04, female | SP.POP.0004.FE | 3900 | 3800
VCTPopulation ages 00-04, male | St. Vincent and the Grenadines | VCT | Population ages 00-04, male | SP.POP.0004.MA | 4000 | 3900
VCTPopulation ages 05-09, female | St. Vincent and the Grenadines | VCT | Population ages 05-09, female | SP.POP.0509.FE | 4100 | 4100
VCTPopulation ages 05-09, male | St. Vincent and the Grenadines | VCT | Population ages 05-09, male | SP.POP.0509.MA | 4100 | 4100
VCTPopulation ages 10-14, female | St. Vincent and the Grenadines | VCT | Population ages 10-14, female | SP.POP.1014.FE | 4200 | 4100
VCTPopulation ages 10-14, male | St. Vincent and the Grenadines | VCT | Population ages 10-14, male | SP.POP.1014.MA | 4300 | 4200
VCTPopulation ages 15-19, female | St. Vincent and the Grenadines | VCT | Population ages 15-19, female | SP.POP.1519.FE | 4500 | 4400
VCTPopulation ages 15-19, male | St. Vincent and the Grenadines | VCT | Population ages 15-19, male | SP.POP.1519.MA | 4800 | 4700
VCTPopulation ages 20-24, female | St. Vincent and the Grenadines | VCT | Population ages 20-24, female | SP.POP.2024.FE | 4500 | 4500
VCTPopulation ages 20-24, male | St. Vincent and the Grenadines | VCT | Population ages 20-24, male | SP.POP.2024.MA | 4700 | 4700
VCTPopulation ages 25-29, female | St. Vincent and the Grenadines | VCT | Population ages 25-29, female | SP.POP.2529.FE | 4000 | 4100
VCTPopulation ages 25-29, male | St. Vincent and the Grenadines | VCT | Population ages 25-29, male | SP.POP.2529.MA | 4100 | 4200
VCTPopulation ages 30-34, female | St. Vincent and the Grenadines | VCT | Population ages 30-34, female | SP.POP.3034.FE | 3900 | 3900
VCTPopulation ages 30-34, male | St. Vincent and the Grenadines | VCT | Population ages 30-34, male | SP.POP.3034.MA | 4000 | 4000
VCTPopulation ages 35-39, female | St. Vincent and the Grenadines | VCT | Population ages 35-39, female | SP.POP.3539.FE | 4000 | 4000
VCTPopulation ages 35-39, male | St. Vincent and the Grenadines | VCT | Population ages 35-39, male | SP.POP.3539.MA | 3800 | 3800
VCTPopulation ages 40-44, female | St. Vincent and the Grenadines | VCT | Population ages 40-44, female | SP.POP.4044.FE | 3700 | 3700
VCTPopulation ages 40-44, male | St. Vincent and the Grenadines | VCT | Population ages 40-44, male | SP.POP.4044.MA | 3800 | 3800
VCTPopulation ages 45-49, female | St. Vincent and the Grenadines | VCT | Population ages 45-49, female | SP.POP.4549.FE | 3300 | 3300
VCTPopulation ages 45-49, male | St. Vincent and the Grenadines | VCT | Population ages 45-49, male | SP.POP.4549.MA | 3600 | 3600
VCTPopulation ages 50-54, female | St. Vincent and the Grenadines | VCT | Population ages 50-54, female | SP.POP.5054.FE | 3300 | 3300
VCTPopulation ages 50-54, male | St. Vincent and the Grenadines | VCT | Population ages 50-54, male | SP.POP.5054.MA | 3500 | 3500
VCTPopulation ages 55-59, male | St. Vincent and the Grenadines | VCT | Population ages 55-59, male | SP.POP.5559.MA | 3500 | 3500
VCTPopulation ages 55-59, female | St. Vincent and the Grenadines | VCT | Population ages 55-59, female | SP.POP.5559.FE | 3200 | 3300
VCTPopulation ages 65-69, male | St. Vincent and the Grenadines | VCT | Population ages 65-69, male | SP.POP.6569.MA | 1900 | 2000
VCTPopulation ages 65-69, female | St. Vincent and the Grenadines | VCT | Population ages 65-69, female | SP.POP.6569.FE | 1900 | 1900
VCTPopulation ages 60-64, female | St. Vincent and the Grenadines | VCT | Population ages 60-64, female | SP.POP.6064.FE | 2400 | 2500
VCTPopulation ages 60-64, male | St. Vincent and the Grenadines | VCT | Population ages 60-64, male | SP.POP.6064.MA | 2600 | 2800
VCTPopulation ages 70-74, female | St. Vincent and the Grenadines | VCT | Population ages 70-74, female | SP.POP.7074.FE | 1300 | 1400
VCTPopulation ages 70-74, male | St. Vincent and the Grenadines | VCT | Population ages 70-74, male | SP.POP.7074.MA | 1300 | 1300
VCTPopulation ages 75-79, female | St. Vincent and the Grenadines | VCT | Population ages 75-79, female | SP.POP.7579.FE | 900 | 900
VCTPopulation ages 75-79, male | St. Vincent and the Grenadines | VCT | Population ages 75-79, male | SP.POP.7579.MA | 900 | 900
VCTPopulation ages 80 and above, female | St. Vincent and the Grenadines | VCT | Population ages 80 and above, female | SP.POP.80UP.FE | 1400 | 1400
VCTPopulation ages 80 and above, male | St. Vincent and the Grenadines | VCT | Population ages 80 and above, male | SP.POP.80UP.MA | 1200 | 1200
VCTPopulation, male | St. Vincent and the Grenadines | VCT | Population, male | SP.POP.TOTL.MA.IN | 56000 | 56000
VCTPopulation, total | St. Vincent and the Grenadines | VCT | Population, total | SP.POP.TOTL | 111000 | 111000
VCTPopulation, female | St. Vincent and the Grenadines | VCT | Population, female | SP.POP.TOTL.FE.IN | 54000 | 55000
VCTPopulation growth (annual %) | St. Vincent and the Grenadines | VCT | Population growth (annual %) | SP.POP.GROW | 0 | 0
SSFPopulation ages 0-14, female | Sub-Saharan Africa | SSF | Population ages 0-14, female | SP.POP.0014.FE.IN | 231126000 | 235616000
SSFPopulation ages 0-14, male | Sub-Saharan Africa | SSF | Population ages 0-14, male | SP.POP.0014.MA.IN | 236923000 | 241584000
SSFPopulation ages 00-04, female | Sub-Saharan Africa | SSF | Population ages 00-04, female | SP.POP.0004.FE | 85881900 | 87240800
SSFPopulation ages 00-04, male | Sub-Saharan Africa | SSF | Population ages 00-04, male | SP.POP.0004.MA | 88329100 | 89725100
SSFPopulation ages 05-09, female | Sub-Saharan Africa | SSF | Population ages 05-09, female | SP.POP.0509.FE | 77158800 | 78594800
SSFPopulation ages 05-09, male | Sub-Saharan Africa | SSF | Population ages 05-09, male | SP.POP.0509.MA | 79081100 | 80571100
SSFPopulation ages 10-14, female | Sub-Saharan Africa | SSF | Population ages 10-14, female | SP.POP.1014.FE | 68089500 | 69782600
SSFPopulation ages 10-14, male | Sub-Saharan Africa | SSF | Population ages 10-14, male | SP.POP.1014.MA | 69516700 | 71290800
SSFPopulation ages 15-19, female | Sub-Saharan Africa | SSF | Population ages 15-19, female | SP.POP.1519.FE | 58867100 | 60545100
SSFPopulation ages 15-19, male | Sub-Saharan Africa | SSF | Population ages 15-19, male | SP.POP.1519.MA | 59792200 | 61547300
SSFPopulation ages 20-24, female | Sub-Saharan Africa | SSF | Population ages 20-24, female | SP.POP.2024.FE | 50360000 | 51828300
SSFPopulation ages 20-24, male | Sub-Saharan Africa | SSF | Population ages 20-24, male | SP.POP.2024.MA | 50802400 | 52317700
SSFPopulation ages 25-29, female | Sub-Saharan Africa | SSF | Population ages 25-29, female | SP.POP.2529.FE | 42939800 | 44120700
SSFPopulation ages 25-29, male | Sub-Saharan Africa | SSF | Population ages 25-29, male | SP.POP.2529.MA | 42981300 | 44212300
SSFPopulation ages 30-34, female | Sub-Saharan Africa | SSF | Population ages 30-34, female | SP.POP.3034.FE | 36719200 | 37717200
SSFPopulation ages 30-34, male | Sub-Saharan Africa | SSF | Population ages 30-34, male | SP.POP.3034.MA | 36379000 | 37436900
SSFPopulation ages 35-39, female | Sub-Saharan Africa | SSF | Population ages 35-39, female | SP.POP.3539.FE | 30887500 | 31897500
SSFPopulation ages 35-39, male | Sub-Saharan Africa | SSF | Population ages 35-39, male | SP.POP.3539.MA | 30263400 | 31272300
SSFPopulation ages 40-44, female | Sub-Saharan Africa | SSF | Population ages 40-44, female | SP.POP.4044.FE | 25075800 | 25981900
SSFPopulation ages 40-44, male | Sub-Saharan Africa | SSF | Population ages 40-44, male | SP.POP.4044.MA | 24492300 | 25364500
SSFPopulation ages 45-49, female | Sub-Saharan Africa | SSF | Population ages 45-49, female | SP.POP.4549.FE | 20294300 | 21036400
SSFPopulation ages 45-49, male | Sub-Saharan Africa | SSF | Population ages 45-49, male | SP.POP.4549.MA | 19623500 | 20366700
SSFPopulation ages 50-54, female | Sub-Saharan Africa | SSF | Population ages 50-54, female | SP.POP.5054.FE | 16303000 | 16867000
SSFPopulation ages 50-54, male | Sub-Saharan Africa | SSF | Population ages 50-54, male | SP.POP.5054.MA | 15341900 | 15906000
SSFPopulation ages 55-59, male | Sub-Saharan Africa | SSF | Population ages 55-59, male | SP.POP.5559.MA | 12022300 | 12445500
SSFPopulation ages 55-59, female | Sub-Saharan Africa | SSF | Population ages 55-59, female | SP.POP.5559.FE | 13143800 | 13578000
SSFPopulation ages 65-69, male | Sub-Saharan Africa | SSF | Population ages 65-69, male | SP.POP.6569.MA | 6479600 | 6721800
SSFPopulation ages 65-69, female | Sub-Saharan Africa | SSF | Population ages 65-69, female | SP.POP.6569.FE | 7681700 | 7970200
SSFPopulation ages 60-64, female | Sub-Saharan Africa | SSF | Population ages 60-64, female | SP.POP.6064.FE | 10326000 | 10692000
SSFPopulation ages 60-64, male | Sub-Saharan Africa | SSF | Population ages 60-64, male | SP.POP.6064.MA | 9054500 | 9387500
SSFPopulation ages 70-74, female | Sub-Saharan Africa | SSF | Population ages 70-74, female | SP.POP.7074.FE | 5326100 | 5520300
SSFPopulation ages 70-74, male | Sub-Saharan Africa | SSF | Population ages 70-74, male | SP.POP.7074.MA | 4247500 | 4394600
SSFPopulation ages 75-79, female | Sub-Saharan Africa | SSF | Population ages 75-79, female | SP.POP.7579.FE | 3247700 | 3361100
SSFPopulation ages 75-79, male | Sub-Saharan Africa | SSF | Population ages 75-79, male | SP.POP.7579.MA | 2421100 | 2495400
SSFPopulation ages 80 and above, female | Sub-Saharan Africa | SSF | Population ages 80 and above, female | SP.POP.80UP.FE | 2331300 | 2337400
SSFPopulation ages 80 and above, male | Sub-Saharan Africa | SSF | Population ages 80 and above, male | SP.POP.80UP.MA | 1532900 | 1515400
SSFPopulation, male | Sub-Saharan Africa | SSF | Population, male | SP.POP.TOTL.MA.IN | 552345000 | 566974000
SSFPopulation, total | Sub-Saharan Africa | SSF | Population, total | SP.POP.TOTL | 1106960000 | 1136052000
SSFPopulation, female | Sub-Saharan Africa | SSF | Population, female | SP.POP.TOTL.FE.IN | 554612000 | 569080000
SSFPopulation growth (annual %) | Sub-Saharan Africa | SSF | Population growth (annual %) | SP.POP.GROW | 2.6573 | 2.6281
SSAPopulation ages 0-14, female | Sub-Saharan Africa (excluding high income) | SSA | Population ages 0-14, female | SP.POP.0014.FE.IN | 231115000 | 235605000
SSAPopulation ages 0-14, male | Sub-Saharan Africa (excluding high income) | SSA | Population ages 0-14, male | SP.POP.0014.MA.IN | 236911000 | 241572000
SSAPopulation ages 00-04, female | Sub-Saharan Africa (excluding high income) | SSA | Population ages 00-04, female | SP.POP.0004.FE | 85878000 | 87237000
SSAPopulation ages 00-04, male | Sub-Saharan Africa (excluding high income) | SSA | Population ages 00-04, male | SP.POP.0004.MA | 88325000 | 89721000
SSAPopulation ages 05-09, female | Sub-Saharan Africa (excluding high income) | SSA | Population ages 05-09, female | SP.POP.0509.FE | 77155000 | 78591000
SSAPopulation ages 05-09, male | Sub-Saharan Africa (excluding high income) | SSA | Population ages 05-09, male | SP.POP.0509.MA | 79077000 | 80567000
SSAPopulation ages 10-14, female | Sub-Saharan Africa (excluding high income) | SSA | Population ages 10-14, female | SP.POP.1014.FE | 68086000 | 69779000
SSAPopulation ages 10-14, male | Sub-Saharan Africa (excluding high income) | SSA | Population ages 10-14, male | SP.POP.1014.MA | 69513000 | 71287000
SSAPopulation ages 15-19, female | Sub-Saharan Africa (excluding high income) | SSA | Population ages 15-19, female | SP.POP.1519.FE | 58864000 | 60542000
SSAPopulation ages 15-19, male | Sub-Saharan Africa (excluding high income) | SSA | Population ages 15-19, male | SP.POP.1519.MA | 59789000 | 61544000
SSAPopulation ages 20-24, female | Sub-Saharan Africa (excluding high income) | SSA | Population ages 20-24, female | SP.POP.2024.FE | 50356900 | 51825200
SSAPopulation ages 20-24, male | Sub-Saharan Africa (excluding high income) | SSA | Population ages 20-24, male | SP.POP.2024.MA | 50799100 | 52314500
SSAPopulation ages 25-29, female | Sub-Saharan Africa (excluding high income) | SSA | Population ages 25-29, female | SP.POP.2529.FE | 42936400 | 44117400
SSAPopulation ages 25-29, male | Sub-Saharan Africa (excluding high income) | SSA | Population ages 25-29, male | SP.POP.2529.MA | 42977500 | 44208600
SSAPopulation ages 30-34, female | Sub-Saharan Africa (excluding high income) | SSA | Population ages 30-34, female | SP.POP.3034.FE | 36716000 | 37714000
SSAPopulation ages 30-34, male | Sub-Saharan Africa (excluding high income) | SSA | Population ages 30-34, male | SP.POP.3034.MA | 36375100 | 37433100
SSAPopulation ages 35-39, female | Sub-Saharan Africa (excluding high income) | SSA | Population ages 35-39, female | SP.POP.3539.FE | 30884200 | 31894200
SSAPopulation ages 35-39, male | Sub-Saharan Africa (excluding high income) | SSA | Population ages 35-39, male | SP.POP.3539.MA | 30259300 | 31268300
SSAPopulation ages 40-44, female | Sub-Saharan Africa (excluding high income) | SSA | Population ages 40-44, female | SP.POP.4044.FE | 25072300 | 25978500
SSAPopulation ages 40-44, male | Sub-Saharan Africa (excluding high income) | SSA | Population ages 40-44, male | SP.POP.4044.MA | 24488300 | 25360500
SSAPopulation ages 45-49, female | Sub-Saharan Africa (excluding high income) | SSA | Population ages 45-49, female | SP.POP.4549.FE | 20290800 | 21032900
SSAPopulation ages 45-49, male | Sub-Saharan Africa (excluding high income) | SSA | Population ages 45-49, male | SP.POP.4549.MA | 19619700 | 20362800
SSAPopulation ages 50-54, female | Sub-Saharan Africa (excluding high income) | SSA | Population ages 50-54, female | SP.POP.5054.FE | 16299700 | 16863700
SSAPopulation ages 50-54, male | Sub-Saharan Africa (excluding high income) | SSA | Population ages 50-54, male | SP.POP.5054.MA | 15338500 | 15902600
SSAPopulation ages 55-59, male | Sub-Saharan Africa (excluding high income) | SSA | Population ages 55-59, male | SP.POP.5559.MA | 12019300 | 12442500
SSAPopulation ages 55-59, female | Sub-Saharan Africa (excluding high income) | SSA | Population ages 55-59, female | SP.POP.5559.FE | 13140800 | 13574900
SSAPopulation ages 65-69, male | Sub-Saharan Africa (excluding high income) | SSA | Population ages 65-69, male | SP.POP.6569.MA | 6478200 | 6720300
SSAPopulation ages 65-69, female | Sub-Saharan Africa (excluding high income) | SSA | Population ages 65-69, female | SP.POP.6569.FE | 7680300 | 7968600
SSAPopulation ages 60-64, female | Sub-Saharan Africa (excluding high income) | SSA | Population ages 60-64, female | SP.POP.6064.FE | 10323700 | 10689600
SSAPopulation ages 60-64, male | Sub-Saharan Africa (excluding high income) | SSA | Population ages 60-64, male | SP.POP.6064.MA | 9052200 | 9385100
SSAPopulation ages 70-74, female | Sub-Saharan Africa (excluding high income) | SSA | Population ages 70-74, female | SP.POP.7074.FE | 5325300 | 5519400
SSAPopulation ages 70-74, male | Sub-Saharan Africa (excluding high income) | SSA | Population ages 70-74, male | SP.POP.7074.MA | 4246700 | 4393800
SSAPopulation ages 75-79, female | Sub-Saharan Africa (excluding high income) | SSA | Population ages 75-79, female | SP.POP.7579.FE | 3246800 | 3360200
SSAPopulation ages 75-79, male | Sub-Saharan Africa (excluding high income) | SSA | Population ages 75-79, male | SP.POP.7579.MA | 2420400 | 2494700
SSAPopulation ages 80 and above, female | Sub-Saharan Africa (excluding high income) | SSA | Population ages 80 and above, female | SP.POP.80UP.FE | 2330200 | 2336300
SSAPopulation ages 80 and above, male | Sub-Saharan Africa (excluding high income) | SSA | Population ages 80 and above, male | SP.POP.80UP.MA | 1532400 | 1514900
SSAPopulation, male | Sub-Saharan Africa (excluding high income) | SSA | Population, male | SP.POP.TOTL.MA.IN | 552295000 | 566924000
SSAPopulation, total | Sub-Saharan Africa (excluding high income) | SSA | Population, total | SP.POP.TOTL | 1106863000 | 1135954000
SSAPopulation, female | Sub-Saharan Africa (excluding high income) | SSA | Population, female | SP.POP.TOTL.FE.IN | 554565000 | 569032000
SSAPopulation growth (annual %) | Sub-Saharan Africa (excluding high income) | SSA | Population growth (annual %) | SP.POP.GROW | 2.6575 | 2.6282
TSSPopulation ages 0-14, female | Sub-Saharan Africa (IDA & IBRD countries) | TSS | Population ages 0-14, female | SP.POP.0014.FE.IN | 231126000 | 235616000
TSSPopulation ages 0-14, male | Sub-Saharan Africa (IDA & IBRD countries) | TSS | Population ages 0-14, male | SP.POP.0014.MA.IN | 236923000 | 241584000
TSSPopulation ages 00-04, female | Sub-Saharan Africa (IDA & IBRD countries) | TSS | Population ages 00-04, female | SP.POP.0004.FE | 85881900 | 87240800
TSSPopulation ages 00-04, male | Sub-Saharan Africa (IDA & IBRD countries) | TSS | Population ages 00-04, male | SP.POP.0004.MA | 88329100 | 89725100
TSSPopulation ages 05-09, female | Sub-Saharan Africa (IDA & IBRD countries) | TSS | Population ages 05-09, female | SP.POP.0509.FE | 77158800 | 78594800
TSSPopulation ages 05-09, male | Sub-Saharan Africa (IDA & IBRD countries) | TSS | Population ages 05-09, male | SP.POP.0509.MA | 79081100 | 80571100
TSSPopulation ages 10-14, female | Sub-Saharan Africa (IDA & IBRD countries) | TSS | Population ages 10-14, female | SP.POP.1014.FE | 68089500 | 69782600
TSSPopulation ages 10-14, male | Sub-Saharan Africa (IDA & IBRD countries) | TSS | Population ages 10-14, male | SP.POP.1014.MA | 69516700 | 71290800
TSSPopulation ages 15-19, female | Sub-Saharan Africa (IDA & IBRD countries) | TSS | Population ages 15-19, female | SP.POP.1519.FE | 58867100 | 60545100
TSSPopulation ages 15-19, male | Sub-Saharan Africa (IDA & IBRD countries) | TSS | Population ages 15-19, male | SP.POP.1519.MA | 59792200 | 61547300
TSSPopulation ages 20-24, female | Sub-Saharan Africa (IDA & IBRD countries) | TSS | Population ages 20-24, female | SP.POP.2024.FE | 50360000 | 51828300
TSSPopulation ages 20-24, male | Sub-Saharan Africa (IDA & IBRD countries) | TSS | Population ages 20-24, male | SP.POP.2024.MA | 50802400 | 52317700
TSSPopulation ages 25-29, female | Sub-Saharan Africa (IDA & IBRD countries) | TSS | Population ages 25-29, female | SP.POP.2529.FE | 42939800 | 44120700
TSSPopulation ages 25-29, male | Sub-Saharan Africa (IDA & IBRD countries) | TSS | Population ages 25-29, male | SP.POP.2529.MA | 42981300 | 44212300
TSSPopulation ages 30-34, female | Sub-Saharan Africa (IDA & IBRD countries) | TSS | Population ages 30-34, female | SP.POP.3034.FE | 36719200 | 37717200
TSSPopulation ages 30-34, male | Sub-Saharan Africa (IDA & IBRD countries) | TSS | Population ages 30-34, male | SP.POP.3034.MA | 36379000 | 37436900
TSSPopulation ages 35-39, female | Sub-Saharan Africa (IDA & IBRD countries) | TSS | Population ages 35-39, female | SP.POP.3539.FE | 30887500 | 31897500
TSSPopulation ages 35-39, male | Sub-Saharan Africa (IDA & IBRD countries) | TSS | Population ages 35-39, male | SP.POP.3539.MA | 30263400 | 31272300
TSSPopulation ages 40-44, female | Sub-Saharan Africa (IDA & IBRD countries) | TSS | Population ages 40-44, female | SP.POP.4044.FE | 25075800 | 25981900
TSSPopulation ages 40-44, male | Sub-Saharan Africa (IDA & IBRD countries) | TSS | Population ages 40-44, male | SP.POP.4044.MA | 24492300 | 25364500
TSSPopulation ages 45-49, female | Sub-Saharan Africa (IDA & IBRD countries) | TSS | Population ages 45-49, female | SP.POP.4549.FE | 20294300 | 21036400
TSSPopulation ages 45-49, male | Sub-Saharan Africa (IDA & IBRD countries) | TSS | Population ages 45-49, male | SP.POP.4549.MA | 19623500 | 20366700
TSSPopulation ages 50-54, female | Sub-Saharan Africa (IDA & IBRD countries) | TSS | Population ages 50-54, female | SP.POP.5054.FE | 16303000 | 16867000
TSSPopulation ages 50-54, male | Sub-Saharan Africa (IDA & IBRD countries) | TSS | Population ages 50-54, male | SP.POP.5054.MA | 15341900 | 15906000
TSSPopulation ages 55-59, male | Sub-Saharan Africa (IDA & IBRD countries) | TSS | Population ages 55-59, male | SP.POP.5559.MA | 12022300 | 12445500
TSSPopulation ages 55-59, female | Sub-Saharan Africa (IDA & IBRD countries) | TSS | Population ages 55-59, female | SP.POP.5559.FE | 13143800 | 13578000
TSSPopulation ages 65-69, male | Sub-Saharan Africa (IDA & IBRD countries) | TSS | Population ages 65-69, male | SP.POP.6569.MA | 6479600 | 6721800
TSSPopulation ages 65-69, female | Sub-Saharan Africa (IDA & IBRD countries) | TSS | Population ages 65-69, female | SP.POP.6569.FE | 7681700 | 7970200
TSSPopulation ages 60-64, female | Sub-Saharan Africa (IDA & IBRD countries) | TSS | Population ages 60-64, female | SP.POP.6064.FE | 10326000 | 10692000
TSSPopulation ages 60-64, male | Sub-Saharan Africa (IDA & IBRD countries) | TSS | Population ages 60-64, male | SP.POP.6064.MA | 9054500 | 9387500
TSSPopulation ages 70-74, female | Sub-Saharan Africa (IDA & IBRD countries) | TSS | Population ages 70-74, female | SP.POP.7074.FE | 5326100 | 5520300
TSSPopulation ages 70-74, male | Sub-Saharan Africa (IDA & IBRD countries) | TSS | Population ages 70-74, male | SP.POP.7074.MA | 4247500 | 4394600
TSSPopulation ages 75-79, female | Sub-Saharan Africa (IDA & IBRD countries) | TSS | Population ages 75-79, female | SP.POP.7579.FE | 3247700 | 3361100
TSSPopulation ages 75-79, male | Sub-Saharan Africa (IDA & IBRD countries) | TSS | Population ages 75-79, male | SP.POP.7579.MA | 2421100 | 2495400
TSSPopulation ages 80 and above, female | Sub-Saharan Africa (IDA & IBRD countries) | TSS | Population ages 80 and above, female | SP.POP.80UP.FE | 2331300 | 2337400
TSSPopulation ages 80 and above, male | Sub-Saharan Africa (IDA & IBRD countries) | TSS | Population ages 80 and above, male | SP.POP.80UP.MA | 1532900 | 1515400
TSSPopulation, male | Sub-Saharan Africa (IDA & IBRD countries) | TSS | Population, male | SP.POP.TOTL.MA.IN | 552345000 | 566974000
TSSPopulation, total | Sub-Saharan Africa (IDA & IBRD countries) | TSS | Population, total | SP.POP.TOTL | 1106960000 | 1136052000
TSSPopulation, female | Sub-Saharan Africa (IDA & IBRD countries) | TSS | Population, female | SP.POP.TOTL.FE.IN | 554612000 | 569080000
TSSPopulation growth (annual %) | Sub-Saharan Africa (IDA & IBRD countries) | TSS | Population growth (annual %) | SP.POP.GROW | 2.6573 | 2.6281
SDNPopulation ages 0-14, female | Sudan | SDN | Population ages 0-14, female | SP.POP.0014.FE.IN | 8476000 | 8605000
SDNPopulation ages 0-14, male | Sudan | SDN | Population ages 0-14, male | SP.POP.0014.MA.IN | 8716000 | 8847000
SDNPopulation ages 00-04, female | Sudan | SDN | Population ages 00-04, female | SP.POP.0004.FE | 3077000 | 3123000
SDNPopulation ages 00-04, male | Sudan | SDN | Population ages 00-04, male | SP.POP.0004.MA | 3169000 | 3216000
SDNPopulation ages 05-09, female | Sudan | SDN | Population ages 05-09, female | SP.POP.0509.FE | 2817000 | 2855000
SDNPopulation ages 05-09, male | Sudan | SDN | Population ages 05-09, male | SP.POP.0509.MA | 2895000 | 2934000
SDNPopulation ages 10-14, female | Sudan | SDN | Population ages 10-14, female | SP.POP.1014.FE | 2583000 | 2626000
SDNPopulation ages 10-14, male | Sudan | SDN | Population ages 10-14, male | SP.POP.1014.MA | 2651000 | 2696000
SDNPopulation ages 15-19, female | Sudan | SDN | Population ages 15-19, female | SP.POP.1519.FE | 2318000 | 2372000
SDNPopulation ages 15-19, male | Sudan | SDN | Population ages 15-19, male | SP.POP.1519.MA | 2374000 | 2429000
SDNPopulation ages 20-24, female | Sudan | SDN | Population ages 20-24, female | SP.POP.2024.FE | 1999000 | 2058000
SDNPopulation ages 20-24, male | Sudan | SDN | Population ages 20-24, male | SP.POP.2024.MA | 2040000 | 2101000
SDNPopulation ages 25-29, female | Sudan | SDN | Population ages 25-29, female | SP.POP.2529.FE | 1660000 | 1720000
SDNPopulation ages 25-29, male | Sudan | SDN | Population ages 25-29, male | SP.POP.2529.MA | 1684000 | 1748000
SDNPopulation ages 30-34, female | Sudan | SDN | Population ages 30-34, female | SP.POP.3034.FE | 1368000 | 1405000
SDNPopulation ages 30-34, male | Sudan | SDN | Population ages 30-34, male | SP.POP.3034.MA | 1348000 | 1394000
SDNPopulation ages 35-39, female | Sudan | SDN | Population ages 35-39, female | SP.POP.3539.FE | 1203000 | 1231000
SDNPopulation ages 35-39, male | Sudan | SDN | Population ages 35-39, male | SP.POP.3539.MA | 1141000 | 1173000
SDNPopulation ages 40-44, female | Sudan | SDN | Population ages 40-44, female | SP.POP.4044.FE | 1019000 | 1049000
SDNPopulation ages 40-44, male | Sudan | SDN | Population ages 40-44, male | SP.POP.4044.MA | 951000 | 978000
SDNPopulation ages 45-49, female | Sudan | SDN | Population ages 45-49, female | SP.POP.4549.FE | 848000 | 874000
SDNPopulation ages 45-49, male | Sudan | SDN | Population ages 45-49, male | SP.POP.4549.MA | 807000 | 827000
SDNPopulation ages 50-54, female | Sudan | SDN | Population ages 50-54, female | SP.POP.5054.FE | 704000 | 728000
SDNPopulation ages 50-54, male | Sudan | SDN | Population ages 50-54, male | SP.POP.5054.MA | 675000 | 697000
SDNPopulation ages 55-59, male | Sudan | SDN | Population ages 55-59, male | SP.POP.5559.MA | 526000 | 547000
SDNPopulation ages 55-59, female | Sudan | SDN | Population ages 55-59, female | SP.POP.5559.FE | 560000 | 581000
SDNPopulation ages 65-69, male | Sudan | SDN | Population ages 65-69, male | SP.POP.6569.MA | 302000 | 313000
SDNPopulation ages 65-69, female | Sudan | SDN | Population ages 65-69, female | SP.POP.6569.FE | 334000 | 348000
SDNPopulation ages 60-64, female | Sudan | SDN | Population ages 60-64, female | SP.POP.6064.FE | 439000 | 456000
SDNPopulation ages 60-64, male | Sudan | SDN | Population ages 60-64, male | SP.POP.6064.MA | 405000 | 419000
SDNPopulation ages 70-74, female | Sudan | SDN | Population ages 70-74, female | SP.POP.7074.FE | 232000 | 242000
SDNPopulation ages 70-74, male | Sudan | SDN | Population ages 70-74, male | SP.POP.7074.MA | 204000 | 213000
SDNPopulation ages 75-79, female | Sudan | SDN | Population ages 75-79, female | SP.POP.7579.FE | 145000 | 151000
SDNPopulation ages 75-79, male | Sudan | SDN | Population ages 75-79, male | SP.POP.7579.MA | 122000 | 127000
SDNPopulation ages 80 and above, female | Sudan | SDN | Population ages 80 and above, female | SP.POP.80UP.FE | 120000 | 122000
SDNPopulation ages 80 and above, male | Sudan | SDN | Population ages 80 and above, male | SP.POP.80UP.MA | 94000 | 95000
SDNPopulation, male | Sudan | SDN | Population, male | SP.POP.TOTL.MA.IN | 21388000 | 21907000
SDNPopulation, total | Sudan | SDN | Population, total | SP.POP.TOTL | 42813000 | 43849000
SDNPopulation, female | Sudan | SDN | Population, female | SP.POP.TOTL.FE.IN | 21425000 | 21942000
SDNPopulation growth (annual %) | Sudan | SDN | Population growth (annual %) | SP.POP.GROW | 0 | 0
SURPopulation ages 0-14, female | Suriname | SUR | Population ages 0-14, female | SP.POP.0014.FE.IN | 75000 | 75000
SURPopulation ages 0-14, male | Suriname | SUR | Population ages 0-14, male | SP.POP.0014.MA.IN | 81000 | 81000
SURPopulation ages 00-04, female | Suriname | SUR | Population ages 00-04, female | SP.POP.0004.FE | 25000 | 25000
SURPopulation ages 00-04, male | Suriname | SUR | Population ages 00-04, male | SP.POP.0004.MA | 27000 | 27000
SURPopulation ages 05-09, female | Suriname | SUR | Population ages 05-09, female | SP.POP.0509.FE | 25000 | 25000
SURPopulation ages 05-09, male | Suriname | SUR | Population ages 05-09, male | SP.POP.0509.MA | 27000 | 27000
SURPopulation ages 10-14, female | Suriname | SUR | Population ages 10-14, female | SP.POP.1014.FE | 25000 | 25000
SURPopulation ages 10-14, male | Suriname | SUR | Population ages 10-14, male | SP.POP.1014.MA | 27000 | 27000
SURPopulation ages 15-19, female | Suriname | SUR | Population ages 15-19, female | SP.POP.1519.FE | 24000 | 24000
SURPopulation ages 15-19, male | Suriname | SUR | Population ages 15-19, male | SP.POP.1519.MA | 26000 | 26000
SURPopulation ages 20-24, female | Suriname | SUR | Population ages 20-24, female | SP.POP.2024.FE | 24000 | 24000
SURPopulation ages 20-24, male | Suriname | SUR | Population ages 20-24, male | SP.POP.2024.MA | 25000 | 25000
SURPopulation ages 25-29, female | Suriname | SUR | Population ages 25-29, female | SP.POP.2529.FE | 23000 | 23000
SURPopulation ages 25-29, male | Suriname | SUR | Population ages 25-29, male | SP.POP.2529.MA | 24000 | 24000
SURPopulation ages 30-34, female | Suriname | SUR | Population ages 30-34, female | SP.POP.3034.FE | 21000 | 21000
SURPopulation ages 30-34, male | Suriname | SUR | Population ages 30-34, male | SP.POP.3034.MA | 22000 | 22000
SURPopulation ages 35-39, female | Suriname | SUR | Population ages 35-39, female | SP.POP.3539.FE | 20000 | 20000
SURPopulation ages 35-39, male | Suriname | SUR | Population ages 35-39, male | SP.POP.3539.MA | 19000 | 20000
SURPopulation ages 40-44, female | Suriname | SUR | Population ages 40-44, female | SP.POP.4044.FE | 18000 | 18000
SURPopulation ages 40-44, male | Suriname | SUR | Population ages 40-44, male | SP.POP.4044.MA | 18000 | 18000
SURPopulation ages 45-49, female | Suriname | SUR | Population ages 45-49, female | SP.POP.4549.FE | 19000 | 19000
SURPopulation ages 45-49, male | Suriname | SUR | Population ages 45-49, male | SP.POP.4549.MA | 19000 | 19000
SURPopulation ages 50-54, female | Suriname | SUR | Population ages 50-54, female | SP.POP.5054.FE | 16000 | 16000
SURPopulation ages 50-54, male | Suriname | SUR | Population ages 50-54, male | SP.POP.5054.MA | 17000 | 17000
SURPopulation ages 55-59, male | Suriname | SUR | Population ages 55-59, male | SP.POP.5559.MA | 15000 | 16000
SURPopulation ages 55-59, female | Suriname | SUR | Population ages 55-59, female | SP.POP.5559.FE | 16000 | 16000
SURPopulation ages 65-69, male | Suriname | SUR | Population ages 65-69, male | SP.POP.6569.MA | 6700 | 6900
SURPopulation ages 65-69, female | Suriname | SUR | Population ages 65-69, female | SP.POP.6569.FE | 8200 | 8400
SURPopulation ages 60-64, female | Suriname | SUR | Population ages 60-64, female | SP.POP.6064.FE | 10000 | 11000
SURPopulation ages 60-64, male | Suriname | SUR | Population ages 60-64, male | SP.POP.6064.MA | 9800 | 11000
SURPopulation ages 70-74, female | Suriname | SUR | Population ages 70-74, female | SP.POP.7074.FE | 6200 | 6400
SURPopulation ages 70-74, male | Suriname | SUR | Population ages 70-74, male | SP.POP.7074.MA | 4700 | 4900
SURPopulation ages 75-79, female | Suriname | SUR | Population ages 75-79, female | SP.POP.7579.FE | 4400 | 4500
SURPopulation ages 75-79, male | Suriname | SUR | Population ages 75-79, male | SP.POP.7579.MA | 2800 | 2900
SURPopulation ages 80 and above, female | Suriname | SUR | Population ages 80 and above, female | SP.POP.80UP.FE | 4900 | 5000
SURPopulation ages 80 and above, male | Suriname | SUR | Population ages 80 and above, male | SP.POP.80UP.MA | 2900 | 2900
SURPopulation, male | Suriname | SUR | Population, male | SP.POP.TOTL.MA.IN | 292000 | 295000
SURPopulation, total | Suriname | SUR | Population, total | SP.POP.TOTL | 581000 | 587000
SURPopulation, female | Suriname | SUR | Population, female | SP.POP.TOTL.FE.IN | 289000 | 292000
SURPopulation growth (annual %) | Suriname | SUR | Population growth (annual %) | SP.POP.GROW | 0 | 0
SWEPopulation ages 0-14, female | Sweden | SWE | Population ages 0-14, female | SP.POP.0014.FE.IN | 879000 | 884000
SWEPopulation ages 0-14, male | Sweden | SWE | Population ages 0-14, male | SP.POP.0014.MA.IN | 928000 | 934000
SWEPopulation ages 00-04, female | Sweden | SWE | Population ages 00-04, female | SP.POP.0004.FE | 297000 | 299000
SWEPopulation ages 00-04, male | Sweden | SWE | Population ages 00-04, male | SP.POP.0004.MA | 314000 | 316000
SWEPopulation ages 05-09, female | Sweden | SWE | Population ages 05-09, female | SP.POP.0509.FE | 295000 | 295000
SWEPopulation ages 05-09, male | Sweden | SWE | Population ages 05-09, male | SP.POP.0509.MA | 311000 | 311000
SWEPopulation ages 10-14, female | Sweden | SWE | Population ages 10-14, female | SP.POP.1014.FE | 287000 | 291000
SWEPopulation ages 10-14, male | Sweden | SWE | Population ages 10-14, male | SP.POP.1014.MA | 303000 | 308000
SWEPopulation ages 15-19, female | Sweden | SWE | Population ages 15-19, female | SP.POP.1519.FE | 263000 | 270000
SWEPopulation ages 15-19, male | Sweden | SWE | Population ages 15-19, male | SP.POP.1519.MA | 277000 | 283000
SWEPopulation ages 20-24, female | Sweden | SWE | Population ages 20-24, female | SP.POP.2024.FE | 281000 | 269000
SWEPopulation ages 20-24, male | Sweden | SWE | Population ages 20-24, male | SP.POP.2024.MA | 298000 | 286000
SWEPopulation ages 25-29, female | Sweden | SWE | Population ages 25-29, female | SP.POP.2529.FE | 369000 | 367000
SWEPopulation ages 25-29, male | Sweden | SWE | Population ages 25-29, male | SP.POP.2529.MA | 385000 | 383000
SWEPopulation ages 30-34, female | Sweden | SWE | Population ages 30-34, female | SP.POP.3034.FE | 337000 | 347000
SWEPopulation ages 30-34, male | Sweden | SWE | Population ages 30-34, male | SP.POP.3034.MA | 351000 | 361000
SWEPopulation ages 35-39, female | Sweden | SWE | Population ages 35-39, female | SP.POP.3539.FE | 307000 | 313000
SWEPopulation ages 35-39, male | Sweden | SWE | Population ages 35-39, male | SP.POP.3539.MA | 322000 | 328000
SWEPopulation ages 40-44, female | Sweden | SWE | Population ages 40-44, female | SP.POP.4044.FE | 308000 | 305000
SWEPopulation ages 40-44, male | Sweden | SWE | Population ages 40-44, male | SP.POP.4044.MA | 319000 | 317000
SWEPopulation ages 45-49, female | Sweden | SWE | Population ages 45-49, female | SP.POP.4549.FE | 334000 | 330000
SWEPopulation ages 45-49, male | Sweden | SWE | Population ages 45-49, male | SP.POP.4549.MA | 344000 | 339000
SWEPopulation ages 50-54, female | Sweden | SWE | Population ages 50-54, female | SP.POP.5054.FE | 339000 | 342000
SWEPopulation ages 50-54, male | Sweden | SWE | Population ages 50-54, male | SP.POP.5054.MA | 349000 | 352000
SWEPopulation ages 55-59, male | Sweden | SWE | Population ages 55-59, male | SP.POP.5559.MA | 314000 | 319000
SWEPopulation ages 55-59, female | Sweden | SWE | Population ages 55-59, female | SP.POP.5559.FE | 306000 | 311000
SWEPopulation ages 65-69, male | Sweden | SWE | Population ages 65-69, male | SP.POP.6569.MA | 271000 | 266000
SWEPopulation ages 65-69, female | Sweden | SWE | Population ages 65-69, female | SP.POP.6569.FE | 278000 | 272000
SWEPopulation ages 60-64, female | Sweden | SWE | Population ages 60-64, female | SP.POP.6064.FE | 286000 | 290000
SWEPopulation ages 60-64, male | Sweden | SWE | Population ages 60-64, male | SP.POP.6064.MA | 286000 | 290000
SWEPopulation ages 70-74, female | Sweden | SWE | Population ages 70-74, female | SP.POP.7074.FE | 293000 | 296000
SWEPopulation ages 70-74, male | Sweden | SWE | Population ages 70-74, male | SP.POP.7074.MA | 279000 | 281000
SWEPopulation ages 75-79, female | Sweden | SWE | Population ages 75-79, female | SP.POP.7579.FE | 217000 | 229000
SWEPopulation ages 75-79, male | Sweden | SWE | Population ages 75-79, male | SP.POP.7579.MA | 199000 | 211000
SWEPopulation ages 80 and above, female | Sweden | SWE | Population ages 80 and above, female | SP.POP.80UP.FE | 321000 | 325000
SWEPopulation ages 80 and above, male | Sweden | SWE | Population ages 80 and above, male | SP.POP.80UP.MA | 213000 | 219000
SWEPopulation, male | Sweden | SWE | Population, male | SP.POP.TOTL.MA.IN | 5133000 | 5169000
SWEPopulation, total | Sweden | SWE | Population, total | SP.POP.TOTL | 10251000 | 10319000
SWEPopulation, female | Sweden | SWE | Population, female | SP.POP.TOTL.FE.IN | 5118000 | 5150000
SWEPopulation growth (annual %) | Sweden | SWE | Population growth (annual %) | SP.POP.GROW | 0 | 0
CHEPopulation ages 0-14, female | Switzerland | CHE | Population ages 0-14, female | SP.POP.0014.FE.IN | 625000 | 630000
CHEPopulation ages 0-14, male | Switzerland | CHE | Population ages 0-14, male | SP.POP.0014.MA.IN | 657000 | 663000
CHEPopulation ages 00-04, female | Switzerland | CHE | Population ages 00-04, female | SP.POP.0004.FE | 219000 | 220000
CHEPopulation ages 00-04, male | Switzerland | CHE | Population ages 00-04, male | SP.POP.0004.MA | 230000 | 231000
CHEPopulation ages 05-09, female | Switzerland | CHE | Population ages 05-09, female | SP.POP.0509.FE | 207000 | 210000
CHEPopulation ages 05-09, male | Switzerland | CHE | Population ages 05-09, male | SP.POP.0509.MA | 219000 | 222000
CHEPopulation ages 10-14, female | Switzerland | CHE | Population ages 10-14, female | SP.POP.1014.FE | 199000 | 199000
CHEPopulation ages 10-14, male | Switzerland | CHE | Population ages 10-14, male | SP.POP.1014.MA | 209000 | 210000
CHEPopulation ages 15-19, female | Switzerland | CHE | Population ages 15-19, female | SP.POP.1519.FE | 209000 | 208000
CHEPopulation ages 15-19, male | Switzerland | CHE | Population ages 15-19, male | SP.POP.1519.MA | 218000 | 216000
CHEPopulation ages 20-24, female | Switzerland | CHE | Population ages 20-24, female | SP.POP.2024.FE | 240000 | 238000
CHEPopulation ages 20-24, male | Switzerland | CHE | Population ages 20-24, male | SP.POP.2024.MA | 249000 | 246000
CHEPopulation ages 25-29, female | Switzerland | CHE | Population ages 25-29, female | SP.POP.2529.FE | 275000 | 274000
CHEPopulation ages 25-29, male | Switzerland | CHE | Population ages 25-29, male | SP.POP.2529.MA | 282000 | 281000
CHEPopulation ages 30-34, female | Switzerland | CHE | Population ages 30-34, female | SP.POP.3034.FE | 297000 | 296000
CHEPopulation ages 30-34, male | Switzerland | CHE | Population ages 30-34, male | SP.POP.3034.MA | 302000 | 301000
CHEPopulation ages 35-39, female | Switzerland | CHE | Population ages 35-39, female | SP.POP.3539.FE | 304000 | 309000
CHEPopulation ages 35-39, male | Switzerland | CHE | Population ages 35-39, male | SP.POP.3539.MA | 307000 | 312000
CHEPopulation ages 40-44, female | Switzerland | CHE | Population ages 40-44, female | SP.POP.4044.FE | 281000 | 283000
CHEPopulation ages 40-44, male | Switzerland | CHE | Population ages 40-44, male | SP.POP.4044.MA | 285000 | 287000
CHEPopulation ages 45-49, female | Switzerland | CHE | Population ages 45-49, female | SP.POP.4549.FE | 303000 | 296000
CHEPopulation ages 45-49, male | Switzerland | CHE | Population ages 45-49, male | SP.POP.4549.MA | 307000 | 299000
CHEPopulation ages 50-54, female | Switzerland | CHE | Population ages 50-54, female | SP.POP.5054.FE | 337000 | 334000
CHEPopulation ages 50-54, male | Switzerland | CHE | Population ages 50-54, male | SP.POP.5054.MA | 344000 | 341000
CHEPopulation ages 55-59, male | Switzerland | CHE | Population ages 55-59, male | SP.POP.5559.MA | 316000 | 324000
CHEPopulation ages 55-59, female | Switzerland | CHE | Population ages 55-59, female | SP.POP.5559.FE | 311000 | 319000
CHEPopulation ages 65-69, male | Switzerland | CHE | Population ages 65-69, male | SP.POP.6569.MA | 213000 | 215000
CHEPopulation ages 65-69, female | Switzerland | CHE | Population ages 65-69, female | SP.POP.6569.FE | 224000 | 226000
CHEPopulation ages 60-64, female | Switzerland | CHE | Population ages 60-64, female | SP.POP.6064.FE | 256000 | 265000
CHEPopulation ages 60-64, male | Switzerland | CHE | Population ages 60-64, male | SP.POP.6064.MA | 259000 | 270000
CHEPopulation ages 70-74, female | Switzerland | CHE | Population ages 70-74, female | SP.POP.7074.FE | 216000 | 219000
CHEPopulation ages 70-74, male | Switzerland | CHE | Population ages 70-74, male | SP.POP.7074.MA | 198000 | 202000
CHEPopulation ages 75-79, female | Switzerland | CHE | Population ages 75-79, female | SP.POP.7579.FE | 172000 | 178000
CHEPopulation ages 75-79, male | Switzerland | CHE | Population ages 75-79, male | SP.POP.7579.MA | 145000 | 152000
CHEPopulation ages 80 and above, female | Switzerland | CHE | Population ages 80 and above, female | SP.POP.80UP.FE | 275000 | 280000
CHEPopulation ages 80 and above, male | Switzerland | CHE | Population ages 80 and above, male | SP.POP.80UP.MA | 173000 | 179000
CHEPopulation, male | Switzerland | CHE | Population, male | SP.POP.TOTL.MA.IN | 4255000 | 4287000
CHEPopulation, total | Switzerland | CHE | Population, total | SP.POP.TOTL | 8580000 | 8641000
CHEPopulation, female | Switzerland | CHE | Population, female | SP.POP.TOTL.FE.IN | 4325000 | 4354000
CHEPopulation growth (annual %) | Switzerland | CHE | Population growth (annual %) | SP.POP.GROW | 0 | 0
SYRPopulation ages 0-14, female | Syrian Arab Republic | SYR | Population ages 0-14, female | SP.POP.0014.FE.IN | 2598000 | 2639000
SYRPopulation ages 0-14, male | Syrian Arab Republic | SYR | Population ages 0-14, male | SP.POP.0014.MA.IN | 2704000 | 2747000
SYRPopulation ages 00-04, female | Syrian Arab Republic | SYR | Population ages 00-04, female | SP.POP.0004.FE | 894000 | 940000
SYRPopulation ages 00-04, male | Syrian Arab Republic | SYR | Population ages 00-04, male | SP.POP.0004.MA | 932000 | 980000
SYRPopulation ages 05-09, female | Syrian Arab Republic | SYR | Population ages 05-09, female | SP.POP.0509.FE | 855000 | 841000
SYRPopulation ages 05-09, male | Syrian Arab Republic | SYR | Population ages 05-09, male | SP.POP.0509.MA | 889000 | 875000
SYRPopulation ages 10-14, female | Syrian Arab Republic | SYR | Population ages 10-14, female | SP.POP.1014.FE | 849000 | 858000
SYRPopulation ages 10-14, male | Syrian Arab Republic | SYR | Population ages 10-14, male | SP.POP.1014.MA | 883000 | 892000
SYRPopulation ages 15-19, female | Syrian Arab Republic | SYR | Population ages 15-19, female | SP.POP.1519.FE | 767000 | 772000
SYRPopulation ages 15-19, male | Syrian Arab Republic | SYR | Population ages 15-19, male | SP.POP.1519.MA | 801000 | 804000
SYRPopulation ages 20-24, female | Syrian Arab Republic | SYR | Population ages 20-24, female | SP.POP.2024.FE | 775000 | 785000
SYRPopulation ages 20-24, male | Syrian Arab Republic | SYR | Population ages 20-24, male | SP.POP.2024.MA | 811000 | 818000
SYRPopulation ages 25-29, female | Syrian Arab Republic | SYR | Population ages 25-29, female | SP.POP.2529.FE | 725000 | 730000
SYRPopulation ages 25-29, male | Syrian Arab Republic | SYR | Population ages 25-29, male | SP.POP.2529.MA | 763000 | 766000
SYRPopulation ages 30-34, female | Syrian Arab Republic | SYR | Population ages 30-34, female | SP.POP.3034.FE | 742000 | 749000
SYRPopulation ages 30-34, male | Syrian Arab Republic | SYR | Population ages 30-34, male | SP.POP.3034.MA | 761000 | 771000
SYRPopulation ages 35-39, female | Syrian Arab Republic | SYR | Population ages 35-39, female | SP.POP.3539.FE | 672000 | 700000
SYRPopulation ages 35-39, male | Syrian Arab Republic | SYR | Population ages 35-39, male | SP.POP.3539.MA | 656000 | 686000
SYRPopulation ages 40-44, female | Syrian Arab Republic | SYR | Population ages 40-44, female | SP.POP.4044.FE | 528000 | 562000
SYRPopulation ages 40-44, male | Syrian Arab Republic | SYR | Population ages 40-44, male | SP.POP.4044.MA | 501000 | 533000
SYRPopulation ages 45-49, female | Syrian Arab Republic | SYR | Population ages 45-49, female | SP.POP.4549.FE | 406000 | 429000
SYRPopulation ages 45-49, male | Syrian Arab Republic | SYR | Population ages 45-49, male | SP.POP.4549.MA | 385000 | 405000
SYRPopulation ages 50-54, female | Syrian Arab Republic | SYR | Population ages 50-54, female | SP.POP.5054.FE | 343000 | 356000
SYRPopulation ages 50-54, male | Syrian Arab Republic | SYR | Population ages 50-54, male | SP.POP.5054.MA | 323000 | 334000
SYRPopulation ages 55-59, male | Syrian Arab Republic | SYR | Population ages 55-59, male | SP.POP.5559.MA | 274000 | 286000
SYRPopulation ages 55-59, female | Syrian Arab Republic | SYR | Population ages 55-59, female | SP.POP.5559.FE | 294000 | 309000
SYRPopulation ages 65-69, male | Syrian Arab Republic | SYR | Population ages 65-69, male | SP.POP.6569.MA | 155000 | 167000
SYRPopulation ages 65-69, female | Syrian Arab Republic | SYR | Population ages 65-69, female | SP.POP.6569.FE | 175000 | 191000
SYRPopulation ages 60-64, female | Syrian Arab Republic | SYR | Population ages 60-64, female | SP.POP.6064.FE | 230000 | 243000
SYRPopulation ages 60-64, male | Syrian Arab Republic | SYR | Population ages 60-64, male | SP.POP.6064.MA | 211000 | 222000
SYRPopulation ages 70-74, female | Syrian Arab Republic | SYR | Population ages 70-74, female | SP.POP.7074.FE | 102000 | 111000
SYRPopulation ages 70-74, male | Syrian Arab Republic | SYR | Population ages 70-74, male | SP.POP.7074.MA | 92000 | 98000
SYRPopulation ages 75-79, female | Syrian Arab Republic | SYR | Population ages 75-79, female | SP.POP.7579.FE | 79000 | 83000
SYRPopulation ages 75-79, male | Syrian Arab Republic | SYR | Population ages 75-79, male | SP.POP.7579.MA | 61000 | 63000
SYRPopulation ages 80 and above, female | Syrian Arab Republic | SYR | Population ages 80 and above, female | SP.POP.80UP.FE | 79000 | 82000
SYRPopulation ages 80 and above, male | Syrian Arab Republic | SYR | Population ages 80 and above, male | SP.POP.80UP.MA | 58000 | 58000
SYRPopulation, male | Syrian Arab Republic | SYR | Population, male | SP.POP.TOTL.MA.IN | 8555000 | 8760000
SYRPopulation, total | Syrian Arab Republic | SYR | Population, total | SP.POP.TOTL | 17070000 | 17501000
SYRPopulation, female | Syrian Arab Republic | SYR | Population, female | SP.POP.TOTL.FE.IN | 8516000 | 8741000
SYRPopulation growth (annual %) | Syrian Arab Republic | SYR | Population growth (annual %) | SP.POP.GROW | 0 | 0
TJKPopulation ages 0-14, female | Tajikistan | TJK | Population ages 0-14, female | SP.POP.0014.FE.IN | 1680000 | 1728000
TJKPopulation ages 0-14, male | Tajikistan | TJK | Population ages 0-14, male | SP.POP.0014.MA.IN | 1776000 | 1827000
TJKPopulation ages 00-04, female | Tajikistan | TJK | Population ages 00-04, female | SP.POP.0004.FE | 655000 | 659000
TJKPopulation ages 00-04, male | Tajikistan | TJK | Population ages 00-04, male | SP.POP.0004.MA | 692000 | 698000
TJKPopulation ages 05-09, female | Tajikistan | TJK | Population ages 05-09, female | SP.POP.0509.FE | 572000 | 594000
TJKPopulation ages 05-09, male | Tajikistan | TJK | Population ages 05-09, male | SP.POP.0509.MA | 603000 | 627000
TJKPopulation ages 10-14, female | Tajikistan | TJK | Population ages 10-14, female | SP.POP.1014.FE | 454000 | 475000
TJKPopulation ages 10-14, male | Tajikistan | TJK | Population ages 10-14, male | SP.POP.1014.MA | 480000 | 502000
TJKPopulation ages 15-19, female | Tajikistan | TJK | Population ages 15-19, female | SP.POP.1519.FE | 393000 | 395000
TJKPopulation ages 15-19, male | Tajikistan | TJK | Population ages 15-19, male | SP.POP.1519.MA | 414000 | 416000
TJKPopulation ages 20-24, female | Tajikistan | TJK | Population ages 20-24, female | SP.POP.2024.FE | 411000 | 408000
TJKPopulation ages 20-24, male | Tajikistan | TJK | Population ages 20-24, male | SP.POP.2024.MA | 428000 | 425000
TJKPopulation ages 25-29, female | Tajikistan | TJK | Population ages 25-29, female | SP.POP.2529.FE | 404000 | 402000
TJKPopulation ages 25-29, male | Tajikistan | TJK | Population ages 25-29, male | SP.POP.2529.MA | 413000 | 413000
TJKPopulation ages 30-34, female | Tajikistan | TJK | Population ages 30-34, female | SP.POP.3034.FE | 383000 | 395000
TJKPopulation ages 30-34, male | Tajikistan | TJK | Population ages 30-34, male | SP.POP.3034.MA | 380000 | 392000
TJKPopulation ages 35-39, female | Tajikistan | TJK | Population ages 35-39, female | SP.POP.3539.FE | 286000 | 302000
TJKPopulation ages 35-39, male | Tajikistan | TJK | Population ages 35-39, male | SP.POP.3539.MA | 288000 | 302000
TJKPopulation ages 40-44, female | Tajikistan | TJK | Population ages 40-44, female | SP.POP.4044.FE | 231000 | 238000
TJKPopulation ages 40-44, male | Tajikistan | TJK | Population ages 40-44, male | SP.POP.4044.MA | 227000 | 235000
TJKPopulation ages 45-49, female | Tajikistan | TJK | Population ages 45-49, female | SP.POP.4549.FE | 207000 | 210000
TJKPopulation ages 45-49, male | Tajikistan | TJK | Population ages 45-49, male | SP.POP.4549.MA | 197000 | 200000
TJKPopulation ages 50-54, female | Tajikistan | TJK | Population ages 50-54, female | SP.POP.5054.FE | 189000 | 192000
TJKPopulation ages 50-54, male | Tajikistan | TJK | Population ages 50-54, male | SP.POP.5054.MA | 178000 | 180000
TJKPopulation ages 55-59, male | Tajikistan | TJK | Population ages 55-59, male | SP.POP.5559.MA | 154000 | 158000
TJKPopulation ages 55-59, female | Tajikistan | TJK | Population ages 55-59, female | SP.POP.5559.FE | 165000 | 170000
TJKPopulation ages 65-69, male | Tajikistan | TJK | Population ages 65-69, male | SP.POP.6569.MA | 60000 | 66000
TJKPopulation ages 65-69, female | Tajikistan | TJK | Population ages 65-69, female | SP.POP.6569.FE | 69000 | 75000
TJKPopulation ages 60-64, female | Tajikistan | TJK | Population ages 60-64, female | SP.POP.6064.FE | 119000 | 128000
TJKPopulation ages 60-64, male | Tajikistan | TJK | Population ages 60-64, male | SP.POP.6064.MA | 110000 | 118000
TJKPopulation ages 70-74, female | Tajikistan | TJK | Population ages 70-74, female | SP.POP.7074.FE | 38000 | 42000
TJKPopulation ages 70-74, male | Tajikistan | TJK | Population ages 70-74, male | SP.POP.7074.MA | 34000 | 36000
TJKPopulation ages 75-79, female | Tajikistan | TJK | Population ages 75-79, female | SP.POP.7579.FE | 21000 | 21000
TJKPopulation ages 75-79, male | Tajikistan | TJK | Population ages 75-79, male | SP.POP.7579.MA | 19000 | 19000
TJKPopulation ages 80 and above, female | Tajikistan | TJK | Population ages 80 and above, female | SP.POP.80UP.FE | 27000 | 25000
TJKPopulation ages 80 and above, male | Tajikistan | TJK | Population ages 80 and above, male | SP.POP.80UP.MA | 20000 | 19000
TJKPopulation, male | Tajikistan | TJK | Population, male | SP.POP.TOTL.MA.IN | 4698000 | 4806000
TJKPopulation, total | Tajikistan | TJK | Population, total | SP.POP.TOTL | 9321000 | 9538000
TJKPopulation, female | Tajikistan | TJK | Population, female | SP.POP.TOTL.FE.IN | 4623000 | 4732000
TJKPopulation growth (annual %) | Tajikistan | TJK | Population growth (annual %) | SP.POP.GROW | 0 | 0
TZAPopulation ages 0-14, female | Tanzania | TZA | Population ages 0-14, female | SP.POP.0014.FE.IN | 12572000 | 12861000
TZAPopulation ages 0-14, male | Tanzania | TZA | Population ages 0-14, male | SP.POP.0014.MA.IN | 12859000 | 13155000
TZAPopulation ages 00-04, female | Tanzania | TZA | Population ages 00-04, female | SP.POP.0004.FE | 4709000 | 4814000
TZAPopulation ages 00-04, male | Tanzania | TZA | Population ages 00-04, male | SP.POP.0004.MA | 4819000 | 4925000
TZAPopulation ages 05-09, female | Tanzania | TZA | Population ages 05-09, female | SP.POP.0509.FE | 4182000 | 4262000
TZAPopulation ages 05-09, male | Tanzania | TZA | Population ages 05-09, male | SP.POP.0509.MA | 4281000 | 4362000
TZAPopulation ages 10-14, female | Tanzania | TZA | Population ages 10-14, female | SP.POP.1014.FE | 3681000 | 3785000
TZAPopulation ages 10-14, male | Tanzania | TZA | Population ages 10-14, male | SP.POP.1014.MA | 3760000 | 3869000
TZAPopulation ages 15-19, female | Tanzania | TZA | Population ages 15-19, female | SP.POP.1519.FE | 3075000 | 3192000
TZAPopulation ages 15-19, male | Tanzania | TZA | Population ages 15-19, male | SP.POP.1519.MA | 3119000 | 3242000
TZAPopulation ages 20-24, female | Tanzania | TZA | Population ages 20-24, female | SP.POP.2024.FE | 2545000 | 2622000
TZAPopulation ages 20-24, male | Tanzania | TZA | Population ages 20-24, male | SP.POP.2024.MA | 2562000 | 2641000
TZAPopulation ages 25-29, female | Tanzania | TZA | Population ages 25-29, female | SP.POP.2529.FE | 2232000 | 2289000
TZAPopulation ages 25-29, male | Tanzania | TZA | Population ages 25-29, male | SP.POP.2529.MA | 2237000 | 2295000
TZAPopulation ages 30-34, female | Tanzania | TZA | Population ages 30-34, female | SP.POP.3034.FE | 1897000 | 1956000
TZAPopulation ages 30-34, male | Tanzania | TZA | Population ages 30-34, male | SP.POP.3034.MA | 1887000 | 1947000
TZAPopulation ages 35-39, female | Tanzania | TZA | Population ages 35-39, female | SP.POP.3539.FE | 1581000 | 1635000
TZAPopulation ages 35-39, male | Tanzania | TZA | Population ages 35-39, male | SP.POP.3539.MA | 1573000 | 1624000
TZAPopulation ages 40-44, female | Tanzania | TZA | Population ages 40-44, female | SP.POP.4044.FE | 1296000 | 1345000
TZAPopulation ages 40-44, male | Tanzania | TZA | Population ages 40-44, male | SP.POP.4044.MA | 1291000 | 1339000
TZAPopulation ages 45-49, female | Tanzania | TZA | Population ages 45-49, female | SP.POP.4549.FE | 1029000 | 1073000
TZAPopulation ages 45-49, male | Tanzania | TZA | Population ages 45-49, male | SP.POP.4549.MA | 1019000 | 1063000
TZAPopulation ages 50-54, female | Tanzania | TZA | Population ages 50-54, female | SP.POP.5054.FE | 808000 | 842000
TZAPopulation ages 50-54, male | Tanzania | TZA | Population ages 50-54, male | SP.POP.5054.MA | 783000 | 819000
TZAPopulation ages 55-59, male | Tanzania | TZA | Population ages 55-59, male | SP.POP.5559.MA | 584000 | 611000
TZAPopulation ages 55-59, female | Tanzania | TZA | Population ages 55-59, female | SP.POP.5559.FE | 629000 | 655000
TZAPopulation ages 65-69, male | Tanzania | TZA | Population ages 65-69, male | SP.POP.6569.MA | 292000 | 305000
TZAPopulation ages 65-69, female | Tanzania | TZA | Population ages 65-69, female | SP.POP.6569.FE | 357000 | 370000
TZAPopulation ages 60-64, female | Tanzania | TZA | Population ages 60-64, female | SP.POP.6064.FE | 483000 | 503000
TZAPopulation ages 60-64, male | Tanzania | TZA | Population ages 60-64, male | SP.POP.6064.MA | 424000 | 445000
TZAPopulation ages 70-74, female | Tanzania | TZA | Population ages 70-74, female | SP.POP.7074.FE | 262000 | 272000
TZAPopulation ages 70-74, male | Tanzania | TZA | Population ages 70-74, male | SP.POP.7074.MA | 192000 | 200000
TZAPopulation ages 75-79, female | Tanzania | TZA | Population ages 75-79, female | SP.POP.7579.FE | 155000 | 162000
TZAPopulation ages 75-79, male | Tanzania | TZA | Population ages 75-79, male | SP.POP.7579.MA | 102000 | 107000
TZAPopulation ages 80 and above, female | Tanzania | TZA | Population ages 80 and above, female | SP.POP.80UP.FE | 104000 | 105000
TZAPopulation ages 80 and above, male | Tanzania | TZA | Population ages 80 and above, male | SP.POP.80UP.MA | 57000 | 58000
TZAPopulation, male | Tanzania | TZA | Population, male | SP.POP.TOTL.MA.IN | 28981000 | 29851000
TZAPopulation, total | Tanzania | TZA | Population, total | SP.POP.TOTL | 58005000 | 59734000
TZAPopulation, female | Tanzania | TZA | Population, female | SP.POP.TOTL.FE.IN | 29025000 | 29883000
TZAPopulation growth (annual %) | Tanzania | TZA | Population growth (annual %) | SP.POP.GROW | 0 | 0
THAPopulation ages 0-14, female | Thailand | THA | Population ages 0-14, female | SP.POP.0014.FE.IN | 5687000 | 5609000
THAPopulation ages 0-14, male | Thailand | THA | Population ages 0-14, male | SP.POP.0014.MA.IN | 6026000 | 5944000
THAPopulation ages 00-04, female | Thailand | THA | Population ages 00-04, female | SP.POP.0004.FE | 1771000 | 1746000
THAPopulation ages 00-04, male | Thailand | THA | Population ages 00-04, male | SP.POP.0004.MA | 1877000 | 1850000
THAPopulation ages 05-09, female | Thailand | THA | Population ages 05-09, female | SP.POP.0509.FE | 1894000 | 1867000
THAPopulation ages 05-09, male | Thailand | THA | Population ages 05-09, male | SP.POP.0509.MA | 2007000 | 1977000
THAPopulation ages 10-14, female | Thailand | THA | Population ages 10-14, female | SP.POP.1014.FE | 2022000 | 1997000
THAPopulation ages 10-14, male | Thailand | THA | Population ages 10-14, male | SP.POP.1014.MA | 2143000 | 2117000
THAPopulation ages 15-19, female | Thailand | THA | Population ages 15-19, female | SP.POP.1519.FE | 2177000 | 2134000
THAPopulation ages 15-19, male | Thailand | THA | Population ages 15-19, male | SP.POP.1519.MA | 2287000 | 2245000
THAPopulation ages 20-24, female | Thailand | THA | Population ages 20-24, female | SP.POP.2024.FE | 2385000 | 2358000
THAPopulation ages 20-24, male | Thailand | THA | Population ages 20-24, male | SP.POP.2024.MA | 2470000 | 2450000
THAPopulation ages 25-29, female | Thailand | THA | Population ages 25-29, female | SP.POP.2529.FE | 2368000 | 2395000
THAPopulation ages 25-29, male | Thailand | THA | Population ages 25-29, male | SP.POP.2529.MA | 2393000 | 2427000
THAPopulation ages 30-34, female | Thailand | THA | Population ages 30-34, female | SP.POP.3034.FE | 2239000 | 2235000
THAPopulation ages 30-34, male | Thailand | THA | Population ages 30-34, male | SP.POP.3034.MA | 2234000 | 2232000
THAPopulation ages 35-39, female | Thailand | THA | Population ages 35-39, female | SP.POP.3539.FE | 2465000 | 2401000
THAPopulation ages 35-39, male | Thailand | THA | Population ages 35-39, male | SP.POP.3539.MA | 2413000 | 2362000
THAPopulation ages 40-44, female | Thailand | THA | Population ages 40-44, female | SP.POP.4044.FE | 2788000 | 2728000
THAPopulation ages 40-44, male | Thailand | THA | Population ages 40-44, male | SP.POP.4044.MA | 2625000 | 2580000
THAPopulation ages 45-49, female | Thailand | THA | Population ages 45-49, female | SP.POP.4549.FE | 2953000 | 2925000
THAPopulation ages 45-49, male | Thailand | THA | Population ages 45-49, male | SP.POP.4549.MA | 2705000 | 2680000
THAPopulation ages 50-54, female | Thailand | THA | Population ages 50-54, female | SP.POP.5054.FE | 2917000 | 2940000
THAPopulation ages 50-54, male | Thailand | THA | Population ages 50-54, male | SP.POP.5054.MA | 2646000 | 2659000
THAPopulation ages 55-59, male | Thailand | THA | Population ages 55-59, male | SP.POP.5559.MA | 2367000 | 2406000
THAPopulation ages 55-59, female | Thailand | THA | Population ages 55-59, female | SP.POP.5559.FE | 2627000 | 2677000
THAPopulation ages 65-69, male | Thailand | THA | Population ages 65-69, male | SP.POP.6569.MA | 1415000 | 1493000
THAPopulation ages 65-69, female | Thailand | THA | Population ages 65-69, female | SP.POP.6569.FE | 1673000 | 1764000
THAPopulation ages 60-64, female | Thailand | THA | Population ages 60-64, female | SP.POP.6064.FE | 2245000 | 2329000
THAPopulation ages 60-64, male | Thailand | THA | Population ages 60-64, male | SP.POP.6064.MA | 1968000 | 2039000
THAPopulation ages 70-74, female | Thailand | THA | Population ages 70-74, female | SP.POP.7074.FE | 1207000 | 1269000
THAPopulation ages 70-74, male | Thailand | THA | Population ages 70-74, male | SP.POP.7074.MA | 964000 | 1013000
THAPopulation ages 75-79, female | Thailand | THA | Population ages 75-79, female | SP.POP.7579.FE | 871000 | 901000
THAPopulation ages 75-79, male | Thailand | THA | Population ages 75-79, male | SP.POP.7579.MA | 661000 | 683000
THAPopulation ages 80 and above, female | Thailand | THA | Population ages 80 and above, female | SP.POP.80UP.FE | 1117000 | 1168000
THAPopulation ages 80 and above, male | Thailand | THA | Population ages 80 and above, male | SP.POP.80UP.MA | 730000 | 753000
THAPopulation, male | Thailand | THA | Population, male | SP.POP.TOTL.MA.IN | 33905000 | 33966000
THAPopulation, total | Thailand | THA | Population, total | SP.POP.TOTL | 69626000 | 69800000
THAPopulation, female | Thailand | THA | Population, female | SP.POP.TOTL.FE.IN | 35721000 | 35834000
THAPopulation growth (annual %) | Thailand | THA | Population growth (annual %) | SP.POP.GROW | 0 | 0
TLSPopulation ages 0-14, female | Timor-Leste | TLS | Population ages 0-14, female | SP.POP.0014.FE.IN | 237000 | 239000
TLSPopulation ages 0-14, male | Timor-Leste | TLS | Population ages 0-14, male | SP.POP.0014.MA.IN | 245000 | 247000
TLSPopulation ages 00-04, female | Timor-Leste | TLS | Population ages 00-04, female | SP.POP.0004.FE | 85000 | 87000
TLSPopulation ages 00-04, male | Timor-Leste | TLS | Population ages 00-04, male | SP.POP.0004.MA | 89000 | 91000
TLSPopulation ages 05-09, female | Timor-Leste | TLS | Population ages 05-09, female | SP.POP.0509.FE | 75000 | 75000
TLSPopulation ages 05-09, male | Timor-Leste | TLS | Population ages 05-09, male | SP.POP.0509.MA | 78000 | 78000
TLSPopulation ages 10-14, female | Timor-Leste | TLS | Population ages 10-14, female | SP.POP.1014.FE | 76000 | 76000
TLSPopulation ages 10-14, male | Timor-Leste | TLS | Population ages 10-14, male | SP.POP.1014.MA | 79000 | 78000
TLSPopulation ages 15-19, female | Timor-Leste | TLS | Population ages 15-19, female | SP.POP.1519.FE | 74000 | 75000
TLSPopulation ages 15-19, male | Timor-Leste | TLS | Population ages 15-19, male | SP.POP.1519.MA | 76000 | 78000
TLSPopulation ages 20-24, female | Timor-Leste | TLS | Population ages 20-24, female | SP.POP.2024.FE | 63000 | 64000
TLSPopulation ages 20-24, male | Timor-Leste | TLS | Population ages 20-24, male | SP.POP.2024.MA | 65000 | 66000
TLSPopulation ages 25-29, female | Timor-Leste | TLS | Population ages 25-29, female | SP.POP.2529.FE | 55000 | 57000
TLSPopulation ages 25-29, male | Timor-Leste | TLS | Population ages 25-29, male | SP.POP.2529.MA | 56000 | 58000
TLSPopulation ages 30-34, female | Timor-Leste | TLS | Population ages 30-34, female | SP.POP.3034.FE | 42000 | 45000
TLSPopulation ages 30-34, male | Timor-Leste | TLS | Population ages 30-34, male | SP.POP.3034.MA | 43000 | 45000
TLSPopulation ages 35-39, female | Timor-Leste | TLS | Population ages 35-39, female | SP.POP.3539.FE | 32000 | 34000
TLSPopulation ages 35-39, male | Timor-Leste | TLS | Population ages 35-39, male | SP.POP.3539.MA | 33000 | 35000
TLSPopulation ages 40-44, female | Timor-Leste | TLS | Population ages 40-44, female | SP.POP.4044.FE | 23000 | 23000
TLSPopulation ages 40-44, male | Timor-Leste | TLS | Population ages 40-44, male | SP.POP.4044.MA | 23000 | 23000
TLSPopulation ages 45-49, female | Timor-Leste | TLS | Population ages 45-49, female | SP.POP.4549.FE | 27000 | 27000
TLSPopulation ages 45-49, male | Timor-Leste | TLS | Population ages 45-49, male | SP.POP.4549.MA | 28000 | 28000
TLSPopulation ages 50-54, female | Timor-Leste | TLS | Population ages 50-54, female | SP.POP.5054.FE | 23000 | 24000
TLSPopulation ages 50-54, male | Timor-Leste | TLS | Population ages 50-54, male | SP.POP.5054.MA | 24000 | 25000
TLSPopulation ages 55-59, male | Timor-Leste | TLS | Population ages 55-59, male | SP.POP.5559.MA | 20000 | 20000
TLSPopulation ages 55-59, female | Timor-Leste | TLS | Population ages 55-59, female | SP.POP.5559.FE | 19000 | 20000
TLSPopulation ages 65-69, male | Timor-Leste | TLS | Population ages 65-69, male | SP.POP.6569.MA | 9600 | 9800
TLSPopulation ages 65-69, female | Timor-Leste | TLS | Population ages 65-69, female | SP.POP.6569.FE | 10000 | 10000
TLSPopulation ages 60-64, female | Timor-Leste | TLS | Population ages 60-64, female | SP.POP.6064.FE | 14000 | 15000
TLSPopulation ages 60-64, male | Timor-Leste | TLS | Population ages 60-64, male | SP.POP.6064.MA | 14000 | 15000
TLSPopulation ages 70-74, female | Timor-Leste | TLS | Population ages 70-74, female | SP.POP.7074.FE | 9400 | 9500
TLSPopulation ages 70-74, male | Timor-Leste | TLS | Population ages 70-74, male | SP.POP.7074.MA | 8400 | 8500
TLSPopulation ages 75-79, female | Timor-Leste | TLS | Population ages 75-79, female | SP.POP.7579.FE | 5800 | 6100
TLSPopulation ages 75-79, male | Timor-Leste | TLS | Population ages 75-79, male | SP.POP.7579.MA | 4700 | 4900
TLSPopulation ages 80 and above, female | Timor-Leste | TLS | Population ages 80 and above, female | SP.POP.80UP.FE | 4400 | 4500
TLSPopulation ages 80 and above, male | Timor-Leste | TLS | Population ages 80 and above, male | SP.POP.80UP.MA | 3000 | 3100
TLSPopulation, male | Timor-Leste | TLS | Population, male | SP.POP.TOTL.MA.IN | 654000 | 666000
TLSPopulation, total | Timor-Leste | TLS | Population, total | SP.POP.TOTL | 1293000 | 1318000
TLSPopulation, female | Timor-Leste | TLS | Population, female | SP.POP.TOTL.FE.IN | 640000 | 652000
TLSPopulation growth (annual %) | Timor-Leste | TLS | Population growth (annual %) | SP.POP.GROW | 0 | 0
TGOPopulation ages 0-14, female | Togo | TGO | Population ages 0-14, female | SP.POP.0014.FE.IN | 1652000 | 1677000
TGOPopulation ages 0-14, male | Togo | TGO | Population ages 0-14, male | SP.POP.0014.MA.IN | 1662000 | 1687000
TGOPopulation ages 00-04, female | Togo | TGO | Population ages 00-04, female | SP.POP.0004.FE | 600000 | 608000
TGOPopulation ages 00-04, male | Togo | TGO | Population ages 00-04, male | SP.POP.0004.MA | 604000 | 612000
TGOPopulation ages 05-09, female | Togo | TGO | Population ages 05-09, female | SP.POP.0509.FE | 552000 | 558000
TGOPopulation ages 05-09, male | Togo | TGO | Population ages 05-09, male | SP.POP.0509.MA | 555000 | 562000
TGOPopulation ages 10-14, female | Togo | TGO | Population ages 10-14, female | SP.POP.1014.FE | 500000 | 510000
TGOPopulation ages 10-14, male | Togo | TGO | Population ages 10-14, male | SP.POP.1014.MA | 503000 | 514000
TGOPopulation ages 15-19, female | Togo | TGO | Population ages 15-19, female | SP.POP.1519.FE | 430000 | 444000
TGOPopulation ages 15-19, male | Togo | TGO | Population ages 15-19, male | SP.POP.1519.MA | 433000 | 447000
TGOPopulation ages 20-24, female | Togo | TGO | Population ages 20-24, female | SP.POP.2024.FE | 359000 | 371000
TGOPopulation ages 20-24, male | Togo | TGO | Population ages 20-24, male | SP.POP.2024.MA | 361000 | 373000
TGOPopulation ages 25-29, female | Togo | TGO | Population ages 25-29, female | SP.POP.2529.FE | 309000 | 315000
TGOPopulation ages 25-29, male | Togo | TGO | Population ages 25-29, male | SP.POP.2529.MA | 310000 | 316000
TGOPopulation ages 30-34, female | Togo | TGO | Population ages 30-34, female | SP.POP.3034.FE | 279000 | 284000
TGOPopulation ages 30-34, male | Togo | TGO | Population ages 30-34, male | SP.POP.3034.MA | 278000 | 284000
TGOPopulation ages 35-39, female | Togo | TGO | Population ages 35-39, female | SP.POP.3539.FE | 243000 | 249000
TGOPopulation ages 35-39, male | Togo | TGO | Population ages 35-39, male | SP.POP.3539.MA | 241000 | 248000
TGOPopulation ages 40-44, female | Togo | TGO | Population ages 40-44, female | SP.POP.4044.FE | 202000 | 209000
TGOPopulation ages 40-44, male | Togo | TGO | Population ages 40-44, male | SP.POP.4044.MA | 198000 | 205000
TGOPopulation ages 45-49, female | Togo | TGO | Population ages 45-49, female | SP.POP.4549.FE | 161000 | 168000
TGOPopulation ages 45-49, male | Togo | TGO | Population ages 45-49, male | SP.POP.4549.MA | 155000 | 162000
TGOPopulation ages 50-54, female | Togo | TGO | Population ages 50-54, female | SP.POP.5054.FE | 126000 | 131000
TGOPopulation ages 50-54, male | Togo | TGO | Population ages 50-54, male | SP.POP.5054.MA | 118000 | 124000
TGOPopulation ages 55-59, male | Togo | TGO | Population ages 55-59, male | SP.POP.5559.MA | 90000 | 94000
TGOPopulation ages 55-59, female | Togo | TGO | Population ages 55-59, female | SP.POP.5559.FE | 98000 | 102000
TGOPopulation ages 65-69, male | Togo | TGO | Population ages 65-69, male | SP.POP.6569.MA | 48000 | 50000
TGOPopulation ages 65-69, female | Togo | TGO | Population ages 65-69, female | SP.POP.6569.FE | 56000 | 58000
TGOPopulation ages 60-64, female | Togo | TGO | Population ages 60-64, female | SP.POP.6064.FE | 76000 | 78000
TGOPopulation ages 60-64, male | Togo | TGO | Population ages 60-64, male | SP.POP.6064.MA | 67000 | 70000
TGOPopulation ages 70-74, female | Togo | TGO | Population ages 70-74, female | SP.POP.7074.FE | 38000 | 39000
TGOPopulation ages 70-74, male | Togo | TGO | Population ages 70-74, male | SP.POP.7074.MA | 32000 | 33000
TGOPopulation ages 75-79, female | Togo | TGO | Population ages 75-79, female | SP.POP.7579.FE | 21000 | 22000
TGOPopulation ages 75-79, male | Togo | TGO | Population ages 75-79, male | SP.POP.7579.MA | 17000 | 18000
TGOPopulation ages 80 and above, female | Togo | TGO | Population ages 80 and above, female | SP.POP.80UP.FE | 12000 | 12000
TGOPopulation ages 80 and above, male | Togo | TGO | Population ages 80 and above, male | SP.POP.80UP.MA | 9300 | 9100
TGOPopulation, male | Togo | TGO | Population, male | SP.POP.TOTL.MA.IN | 4021000 | 4119000
TGOPopulation, total | Togo | TGO | Population, total | SP.POP.TOTL | 8082000 | 8279000
TGOPopulation, female | Togo | TGO | Population, female | SP.POP.TOTL.FE.IN | 4062000 | 4159000
TGOPopulation growth (annual %) | Togo | TGO | Population growth (annual %) | SP.POP.GROW | 0 | 0
TONPopulation ages 0-14, female | Tonga | TON | Population ages 0-14, female | SP.POP.0014.FE.IN | 18000 | 18000
TONPopulation ages 0-14, male | Tonga | TON | Population ages 0-14, male | SP.POP.0014.MA.IN | 19000 | 19000
TONPopulation ages 00-04, female | Tonga | TON | Population ages 00-04, female | SP.POP.0004.FE | 6000 | 5900
TONPopulation ages 00-04, male | Tonga | TON | Population ages 00-04, male | SP.POP.0004.MA | 6300 | 6300
TONPopulation ages 05-09, female | Tonga | TON | Population ages 05-09, female | SP.POP.0509.FE | 6000 | 6000
TONPopulation ages 05-09, male | Tonga | TON | Population ages 05-09, male | SP.POP.0509.MA | 6400 | 6400
TONPopulation ages 10-14, female | Tonga | TON | Population ages 10-14, female | SP.POP.1014.FE | 5700 | 5700
TONPopulation ages 10-14, male | Tonga | TON | Population ages 10-14, male | SP.POP.1014.MA | 6300 | 6400
TONPopulation ages 15-19, female | Tonga | TON | Population ages 15-19, female | SP.POP.1519.FE | 5400 | 5500
TONPopulation ages 15-19, male | Tonga | TON | Population ages 15-19, male | SP.POP.1519.MA | 5800 | 5900
TONPopulation ages 20-24, female | Tonga | TON | Population ages 20-24, female | SP.POP.2024.FE | 4500 | 4700
TONPopulation ages 20-24, male | Tonga | TON | Population ages 20-24, male | SP.POP.2024.MA | 4900 | 5000
TONPopulation ages 25-29, female | Tonga | TON | Population ages 25-29, female | SP.POP.2529.FE | 3700 | 3700
TONPopulation ages 25-29, male | Tonga | TON | Population ages 25-29, male | SP.POP.2529.MA | 3600 | 3700
TONPopulation ages 30-34, female | Tonga | TON | Population ages 30-34, female | SP.POP.3034.FE | 3300 | 3200
TONPopulation ages 30-34, male | Tonga | TON | Population ages 30-34, male | SP.POP.3034.MA | 2900 | 2900
TONPopulation ages 35-39, female | Tonga | TON | Population ages 35-39, female | SP.POP.3539.FE | 3300 | 3300
TONPopulation ages 35-39, male | Tonga | TON | Population ages 35-39, male | SP.POP.3539.MA | 2800 | 2800
TONPopulation ages 40-44, female | Tonga | TON | Population ages 40-44, female | SP.POP.4044.FE | 2800 | 2800
TONPopulation ages 40-44, male | Tonga | TON | Population ages 40-44, male | SP.POP.4044.MA | 2500 | 2500
TONPopulation ages 45-49, female | Tonga | TON | Population ages 45-49, female | SP.POP.4549.FE | 2600 | 2600
TONPopulation ages 45-49, male | Tonga | TON | Population ages 45-49, male | SP.POP.4549.MA | 2400 | 2400
TONPopulation ages 50-54, female | Tonga | TON | Population ages 50-54, female | SP.POP.5054.FE | 2400 | 2400
TONPopulation ages 50-54, male | Tonga | TON | Population ages 50-54, male | SP.POP.5054.MA | 2400 | 2400
TONPopulation ages 55-59, male | Tonga | TON | Population ages 55-59, male | SP.POP.5559.MA | 1800 | 1900
TONPopulation ages 55-59, female | Tonga | TON | Population ages 55-59, female | SP.POP.5559.FE | 1800 | 1900
TONPopulation ages 65-69, male | Tonga | TON | Population ages 65-69, male | SP.POP.6569.MA | 1100 | 1100
TONPopulation ages 65-69, female | Tonga | TON | Population ages 65-69, female | SP.POP.6569.FE | 1200 | 1200
TONPopulation ages 60-64, female | Tonga | TON | Population ages 60-64, female | SP.POP.6064.FE | 1500 | 1600
TONPopulation ages 60-64, male | Tonga | TON | Population ages 60-64, male | SP.POP.6064.MA | 1400 | 1400
TONPopulation ages 70-74, female | Tonga | TON | Population ages 70-74, female | SP.POP.7074.FE | 900 | 900
TONPopulation ages 70-74, male | Tonga | TON | Population ages 70-74, male | SP.POP.7074.MA | 700 | 800
TONPopulation ages 75-79, female | Tonga | TON | Population ages 75-79, female | SP.POP.7579.FE | 600 | 600
TONPopulation ages 75-79, male | Tonga | TON | Population ages 75-79, male | SP.POP.7579.MA | 500 | 500
TONPopulation ages 80 and above, female | Tonga | TON | Population ages 80 and above, female | SP.POP.80UP.FE | 700 | 600
TONPopulation ages 80 and above, male | Tonga | TON | Population ages 80 and above, male | SP.POP.80UP.MA | 500 | 500
TONPopulation, male | Tonga | TON | Population, male | SP.POP.TOTL.MA.IN | 52000 | 53000
TONPopulation, total | Tonga | TON | Population, total | SP.POP.TOTL | 104000 | 106000
TONPopulation, female | Tonga | TON | Population, female | SP.POP.TOTL.FE.IN | 52000 | 53000
TONPopulation growth (annual %) | Tonga | TON | Population growth (annual %) | SP.POP.GROW | 0 | 0
TTOPopulation ages 0-14, female | Trinidad and Tobago | TTO | Population ages 0-14, female | SP.POP.0014.FE.IN | 139000 | 138000
TTOPopulation ages 0-14, male | Trinidad and Tobago | TTO | Population ages 0-14, male | SP.POP.0014.MA.IN | 143000 | 143000
TTOPopulation ages 00-04, female | Trinidad and Tobago | TTO | Population ages 00-04, female | SP.POP.0004.FE | 44000 | 43000
TTOPopulation ages 00-04, male | Trinidad and Tobago | TTO | Population ages 00-04, male | SP.POP.0004.MA | 46000 | 45000
TTOPopulation ages 05-09, female | Trinidad and Tobago | TTO | Population ages 05-09, female | SP.POP.0509.FE | 48000 | 47000
TTOPopulation ages 05-09, male | Trinidad and Tobago | TTO | Population ages 05-09, male | SP.POP.0509.MA | 49000 | 49000
TTOPopulation ages 10-14, female | Trinidad and Tobago | TTO | Population ages 10-14, female | SP.POP.1014.FE | 47000 | 47000
TTOPopulation ages 10-14, male | Trinidad and Tobago | TTO | Population ages 10-14, male | SP.POP.1014.MA | 48000 | 49000
TTOPopulation ages 15-19, female | Trinidad and Tobago | TTO | Population ages 15-19, female | SP.POP.1519.FE | 44000 | 44000
TTOPopulation ages 15-19, male | Trinidad and Tobago | TTO | Population ages 15-19, male | SP.POP.1519.MA | 45000 | 45000
TTOPopulation ages 20-24, female | Trinidad and Tobago | TTO | Population ages 20-24, female | SP.POP.2024.FE | 43000 | 42000
TTOPopulation ages 20-24, male | Trinidad and Tobago | TTO | Population ages 20-24, male | SP.POP.2024.MA | 44000 | 43000
TTOPopulation ages 25-29, female | Trinidad and Tobago | TTO | Population ages 25-29, female | SP.POP.2529.FE | 50000 | 48000
TTOPopulation ages 25-29, male | Trinidad and Tobago | TTO | Population ages 25-29, male | SP.POP.2529.MA | 51000 | 49000
TTOPopulation ages 30-34, female | Trinidad and Tobago | TTO | Population ages 30-34, female | SP.POP.3034.FE | 60000 | 58000
TTOPopulation ages 30-34, male | Trinidad and Tobago | TTO | Population ages 30-34, male | SP.POP.3034.MA | 61000 | 59000
TTOPopulation ages 35-39, female | Trinidad and Tobago | TTO | Population ages 35-39, female | SP.POP.3539.FE | 62000 | 63000
TTOPopulation ages 35-39, male | Trinidad and Tobago | TTO | Population ages 35-39, male | SP.POP.3539.MA | 62000 | 63000
TTOPopulation ages 40-44, female | Trinidad and Tobago | TTO | Population ages 40-44, female | SP.POP.4044.FE | 49000 | 51000
TTOPopulation ages 40-44, male | Trinidad and Tobago | TTO | Population ages 40-44, male | SP.POP.4044.MA | 49000 | 50000
TTOPopulation ages 45-49, female | Trinidad and Tobago | TTO | Population ages 45-49, female | SP.POP.4549.FE | 45000 | 46000
TTOPopulation ages 45-49, male | Trinidad and Tobago | TTO | Population ages 45-49, male | SP.POP.4549.MA | 44000 | 45000
TTOPopulation ages 50-54, female | Trinidad and Tobago | TTO | Population ages 50-54, female | SP.POP.5054.FE | 43000 | 42000
TTOPopulation ages 50-54, male | Trinidad and Tobago | TTO | Population ages 50-54, male | SP.POP.5054.MA | 41000 | 40000
TTOPopulation ages 55-59, male | Trinidad and Tobago | TTO | Population ages 55-59, male | SP.POP.5559.MA | 45000 | 45000
TTOPopulation ages 55-59, female | Trinidad and Tobago | TTO | Population ages 55-59, female | SP.POP.5559.FE | 47000 | 48000
TTOPopulation ages 65-69, male | Trinidad and Tobago | TTO | Population ages 65-69, male | SP.POP.6569.MA | 28000 | 29000
TTOPopulation ages 65-69, female | Trinidad and Tobago | TTO | Population ages 65-69, female | SP.POP.6569.FE | 30000 | 32000
TTOPopulation ages 60-64, female | Trinidad and Tobago | TTO | Population ages 60-64, female | SP.POP.6064.FE | 38000 | 39000
TTOPopulation ages 60-64, male | Trinidad and Tobago | TTO | Population ages 60-64, male | SP.POP.6064.MA | 36000 | 37000
TTOPopulation ages 70-74, female | Trinidad and Tobago | TTO | Population ages 70-74, female | SP.POP.7074.FE | 23000 | 24000
TTOPopulation ages 70-74, male | Trinidad and Tobago | TTO | Population ages 70-74, male | SP.POP.7074.MA | 19000 | 20000
TTOPopulation ages 75-79, female | Trinidad and Tobago | TTO | Population ages 75-79, female | SP.POP.7579.FE | 16000 | 17000
TTOPopulation ages 75-79, male | Trinidad and Tobago | TTO | Population ages 75-79, male | SP.POP.7579.MA | 12000 | 13000
TTOPopulation ages 80 and above, female | Trinidad and Tobago | TTO | Population ages 80 and above, female | SP.POP.80UP.FE | 16000 | 17000
TTOPopulation ages 80 and above, male | Trinidad and Tobago | TTO | Population ages 80 and above, male | SP.POP.80UP.MA | 10000 | 11000
TTOPopulation, male | Trinidad and Tobago | TTO | Population, male | SP.POP.TOTL.MA.IN | 689000 | 691000
TTOPopulation, total | Trinidad and Tobago | TTO | Population, total | SP.POP.TOTL | 1395000 | 1399000
TTOPopulation, female | Trinidad and Tobago | TTO | Population, female | SP.POP.TOTL.FE.IN | 706000 | 709000
TTOPopulation growth (annual %) | Trinidad and Tobago | TTO | Population growth (annual %) | SP.POP.GROW | 0 | 0
TUNPopulation ages 0-14, female | Tunisia | TUN | Population ages 0-14, female | SP.POP.0014.FE.IN | 1373000 | 1392000
TUNPopulation ages 0-14, male | Tunisia | TUN | Population ages 0-14, male | SP.POP.0014.MA.IN | 1461000 | 1479000
TUNPopulation ages 00-04, female | Tunisia | TUN | Population ages 00-04, female | SP.POP.0004.FE | 496000 | 489000
TUNPopulation ages 00-04, male | Tunisia | TUN | Population ages 00-04, male | SP.POP.0004.MA | 523000 | 515000
TUNPopulation ages 05-09, female | Tunisia | TUN | Population ages 05-09, female | SP.POP.0509.FE | 477000 | 492000
TUNPopulation ages 05-09, male | Tunisia | TUN | Population ages 05-09, male | SP.POP.0509.MA | 507000 | 522000
TUNPopulation ages 10-14, female | Tunisia | TUN | Population ages 10-14, female | SP.POP.1014.FE | 400000 | 411000
TUNPopulation ages 10-14, male | Tunisia | TUN | Population ages 10-14, male | SP.POP.1014.MA | 430000 | 442000
TUNPopulation ages 15-19, female | Tunisia | TUN | Population ages 15-19, female | SP.POP.1519.FE | 378000 | 378000
TUNPopulation ages 15-19, male | Tunisia | TUN | Population ages 15-19, male | SP.POP.1519.MA | 409000 | 409000
TUNPopulation ages 20-24, female | Tunisia | TUN | Population ages 20-24, female | SP.POP.2024.FE | 405000 | 395000
TUNPopulation ages 20-24, male | Tunisia | TUN | Population ages 20-24, male | SP.POP.2024.MA | 433000 | 426000
TUNPopulation ages 25-29, female | Tunisia | TUN | Population ages 25-29, female | SP.POP.2529.FE | 456000 | 447000
TUNPopulation ages 25-29, male | Tunisia | TUN | Population ages 25-29, male | SP.POP.2529.MA | 458000 | 457000
TUNPopulation ages 30-34, female | Tunisia | TUN | Population ages 30-34, female | SP.POP.3034.FE | 486000 | 479000
TUNPopulation ages 30-34, male | Tunisia | TUN | Population ages 30-34, male | SP.POP.3034.MA | 456000 | 449000
TUNPopulation ages 35-39, female | Tunisia | TUN | Population ages 35-39, female | SP.POP.3539.FE | 495000 | 501000
TUNPopulation ages 35-39, male | Tunisia | TUN | Population ages 35-39, male | SP.POP.3539.MA | 479000 | 485000
TUNPopulation ages 40-44, female | Tunisia | TUN | Population ages 40-44, female | SP.POP.4044.FE | 424000 | 439000
TUNPopulation ages 40-44, male | Tunisia | TUN | Population ages 40-44, male | SP.POP.4044.MA | 393000 | 408000
TUNPopulation ages 45-49, female | Tunisia | TUN | Population ages 45-49, female | SP.POP.4549.FE | 370000 | 373000
TUNPopulation ages 45-49, male | Tunisia | TUN | Population ages 45-49, male | SP.POP.4549.MA | 348000 | 352000
TUNPopulation ages 50-54, female | Tunisia | TUN | Population ages 50-54, female | SP.POP.5054.FE | 368000 | 372000
TUNPopulation ages 50-54, male | Tunisia | TUN | Population ages 50-54, male | SP.POP.5054.MA | 339000 | 340000
TUNPopulation ages 55-59, male | Tunisia | TUN | Population ages 55-59, male | SP.POP.5559.MA | 315000 | 321000
TUNPopulation ages 55-59, female | Tunisia | TUN | Population ages 55-59, female | SP.POP.5559.FE | 320000 | 329000
TUNPopulation ages 65-69, male | Tunisia | TUN | Population ages 65-69, male | SP.POP.6569.MA | 189000 | 202000
TUNPopulation ages 65-69, female | Tunisia | TUN | Population ages 65-69, female | SP.POP.6569.FE | 209000 | 222000
TUNPopulation ages 60-64, female | Tunisia | TUN | Population ages 60-64, female | SP.POP.6064.FE | 267000 | 275000
TUNPopulation ages 60-64, male | Tunisia | TUN | Population ages 60-64, male | SP.POP.6064.MA | 256000 | 264000
TUNPopulation ages 70-74, female | Tunisia | TUN | Population ages 70-74, female | SP.POP.7074.FE | 129000 | 138000
TUNPopulation ages 70-74, male | Tunisia | TUN | Population ages 70-74, male | SP.POP.7074.MA | 105000 | 112000
TUNPopulation ages 75-79, female | Tunisia | TUN | Population ages 75-79, female | SP.POP.7579.FE | 96000 | 97000
TUNPopulation ages 75-79, male | Tunisia | TUN | Population ages 75-79, male | SP.POP.7579.MA | 76000 | 77000
TUNPopulation ages 80 and above, female | Tunisia | TUN | Population ages 80 and above, female | SP.POP.80UP.FE | 119000 | 120000
TUNPopulation ages 80 and above, male | Tunisia | TUN | Population ages 80 and above, male | SP.POP.80UP.MA | 82000 | 80000
TUNPopulation, male | Tunisia | TUN | Population, male | SP.POP.TOTL.MA.IN | 5798000 | 5861000
TUNPopulation, total | Tunisia | TUN | Population, total | SP.POP.TOTL | 11695000 | 11819000
TUNPopulation, female | Tunisia | TUN | Population, female | SP.POP.TOTL.FE.IN | 5897000 | 5958000
TUNPopulation growth (annual %) | Tunisia | TUN | Population growth (annual %) | SP.POP.GROW | 0 | 0
TURPopulation ages 0-14, female | Turkey | TUR | Population ages 0-14, female | SP.POP.0014.FE.IN | 9904000 | 9871000
TURPopulation ages 0-14, male | Turkey | TUR | Population ages 0-14, male | SP.POP.0014.MA.IN | 10362000 | 10322000
TURPopulation ages 00-04, female | Turkey | TUR | Population ages 00-04, female | SP.POP.0004.FE | 3253000 | 3210000
TURPopulation ages 00-04, male | Turkey | TUR | Population ages 00-04, male | SP.POP.0004.MA | 3405000 | 3357000
TURPopulation ages 05-09, female | Turkey | TUR | Population ages 05-09, female | SP.POP.0509.FE | 3344000 | 3349000
TURPopulation ages 05-09, male | Turkey | TUR | Population ages 05-09, male | SP.POP.0509.MA | 3499000 | 3503000
TURPopulation ages 10-14, female | Turkey | TUR | Population ages 10-14, female | SP.POP.1014.FE | 3307000 | 3311000
TURPopulation ages 10-14, male | Turkey | TUR | Population ages 10-14, male | SP.POP.1014.MA | 3458000 | 3462000
TURPopulation ages 15-19, female | Turkey | TUR | Population ages 15-19, female | SP.POP.1519.FE | 3335000 | 3333000
TURPopulation ages 15-19, male | Turkey | TUR | Population ages 15-19, male | SP.POP.1519.MA | 3486000 | 3489000
TURPopulation ages 20-24, female | Turkey | TUR | Population ages 20-24, female | SP.POP.2024.FE | 3296000 | 3321000
TURPopulation ages 20-24, male | Turkey | TUR | Population ages 20-24, male | SP.POP.2024.MA | 3417000 | 3449000
TURPopulation ages 25-29, female | Turkey | TUR | Population ages 25-29, female | SP.POP.2529.FE | 3149000 | 3159000
TURPopulation ages 25-29, male | Turkey | TUR | Population ages 25-29, male | SP.POP.2529.MA | 3225000 | 3245000
TURPopulation ages 30-34, female | Turkey | TUR | Population ages 30-34, female | SP.POP.3034.FE | 3187000 | 3176000
TURPopulation ages 30-34, male | Turkey | TUR | Population ages 30-34, male | SP.POP.3034.MA | 3221000 | 3219000
TURPopulation ages 35-39, female | Turkey | TUR | Population ages 35-39, female | SP.POP.3539.FE | 3176000 | 3192000
TURPopulation ages 35-39, male | Turkey | TUR | Population ages 35-39, male | SP.POP.3539.MA | 3164000 | 3188000
TURPopulation ages 40-44, female | Turkey | TUR | Population ages 40-44, female | SP.POP.4044.FE | 2989000 | 3031000
TURPopulation ages 40-44, male | Turkey | TUR | Population ages 40-44, male | SP.POP.4044.MA | 2923000 | 2977000
TURPopulation ages 45-49, female | Turkey | TUR | Population ages 45-49, female | SP.POP.4549.FE | 2715000 | 2777000
TURPopulation ages 45-49, male | Turkey | TUR | Population ages 45-49, male | SP.POP.4549.MA | 2596000 | 2662000
TURPopulation ages 50-54, female | Turkey | TUR | Population ages 50-54, female | SP.POP.5054.FE | 2381000 | 2439000
TURPopulation ages 50-54, male | Turkey | TUR | Population ages 50-54, male | SP.POP.5054.MA | 2253000 | 2316000
TURPopulation ages 55-59, male | Turkey | TUR | Population ages 55-59, male | SP.POP.5559.MA | 1919000 | 1989000
TURPopulation ages 55-59, female | Turkey | TUR | Population ages 55-59, female | SP.POP.5559.FE | 2111000 | 2164000
TURPopulation ages 65-69, male | Turkey | TUR | Population ages 65-69, male | SP.POP.6569.MA | 1162000 | 1213000
TURPopulation ages 65-69, female | Turkey | TUR | Population ages 65-69, female | SP.POP.6569.FE | 1468000 | 1534000
TURPopulation ages 60-64, female | Turkey | TUR | Population ages 60-64, female | SP.POP.6064.FE | 1817000 | 1865000
TURPopulation ages 60-64, male | Turkey | TUR | Population ages 60-64, male | SP.POP.6064.MA | 1523000 | 1581000
TURPopulation ages 70-74, female | Turkey | TUR | Population ages 70-74, female | SP.POP.7074.FE | 1055000 | 1109000
TURPopulation ages 70-74, male | Turkey | TUR | Population ages 70-74, male | SP.POP.7074.MA | 826000 | 862000
TURPopulation ages 75-79, female | Turkey | TUR | Population ages 75-79, female | SP.POP.7579.FE | 767000 | 799000
TURPopulation ages 75-79, male | Turkey | TUR | Population ages 75-79, male | SP.POP.7579.MA | 568000 | 584000
TURPopulation ages 80 and above, female | Turkey | TUR | Population ages 80 and above, female | SP.POP.80UP.FE | 905000 | 934000
TURPopulation ages 80 and above, male | Turkey | TUR | Population ages 80 and above, male | SP.POP.80UP.MA | 530000 | 541000
TURPopulation, male | Turkey | TUR | Population, male | SP.POP.TOTL.MA.IN | 41174000 | 41636000
TURPopulation, total | Turkey | TUR | Population, total | SP.POP.TOTL | 83430000 | 84339000
TURPopulation, female | Turkey | TUR | Population, female | SP.POP.TOTL.FE.IN | 42256000 | 42703000
TURPopulation growth (annual %) | Turkey | TUR | Population growth (annual %) | SP.POP.GROW | 0 | 0
TKMPopulation ages 0-14, female | Turkmenistan | TKM | Population ages 0-14, female | SP.POP.0014.FE.IN | 901000 | 916000
TKMPopulation ages 0-14, male | Turkmenistan | TKM | Population ages 0-14, male | SP.POP.0014.MA.IN | 926000 | 941000
TKMPopulation ages 00-04, female | Turkmenistan | TKM | Population ages 00-04, female | SP.POP.0004.FE | 333000 | 326000
TKMPopulation ages 00-04, male | Turkmenistan | TKM | Population ages 00-04, male | SP.POP.0004.MA | 343000 | 335000
TKMPopulation ages 05-09, female | Turkmenistan | TKM | Population ages 05-09, female | SP.POP.0509.FE | 318000 | 331000
TKMPopulation ages 05-09, male | Turkmenistan | TKM | Population ages 05-09, male | SP.POP.0509.MA | 326000 | 341000
TKMPopulation ages 10-14, female | Turkmenistan | TKM | Population ages 10-14, female | SP.POP.1014.FE | 251000 | 259000
TKMPopulation ages 10-14, male | Turkmenistan | TKM | Population ages 10-14, male | SP.POP.1014.MA | 257000 | 265000
TKMPopulation ages 15-19, female | Turkmenistan | TKM | Population ages 15-19, female | SP.POP.1519.FE | 237000 | 240000
TKMPopulation ages 15-19, male | Turkmenistan | TKM | Population ages 15-19, male | SP.POP.1519.MA | 242000 | 245000
TKMPopulation ages 20-24, female | Turkmenistan | TKM | Population ages 20-24, female | SP.POP.2024.FE | 235000 | 228000
TKMPopulation ages 20-24, male | Turkmenistan | TKM | Population ages 20-24, male | SP.POP.2024.MA | 240000 | 233000
TKMPopulation ages 25-29, female | Turkmenistan | TKM | Population ages 25-29, female | SP.POP.2529.FE | 276000 | 272000
TKMPopulation ages 25-29, male | Turkmenistan | TKM | Population ages 25-29, male | SP.POP.2529.MA | 280000 | 276000
TKMPopulation ages 30-34, female | Turkmenistan | TKM | Population ages 30-34, female | SP.POP.3034.FE | 256000 | 263000
TKMPopulation ages 30-34, male | Turkmenistan | TKM | Population ages 30-34, male | SP.POP.3034.MA | 255000 | 262000
TKMPopulation ages 35-39, female | Turkmenistan | TKM | Population ages 35-39, female | SP.POP.3539.FE | 213000 | 219000
TKMPopulation ages 35-39, male | Turkmenistan | TKM | Population ages 35-39, male | SP.POP.3539.MA | 207000 | 213000
TKMPopulation ages 40-44, female | Turkmenistan | TKM | Population ages 40-44, female | SP.POP.4044.FE | 188000 | 192000
TKMPopulation ages 40-44, male | Turkmenistan | TKM | Population ages 40-44, male | SP.POP.4044.MA | 181000 | 186000
TKMPopulation ages 45-49, female | Turkmenistan | TKM | Population ages 45-49, female | SP.POP.4549.FE | 160000 | 164000
TKMPopulation ages 45-49, male | Turkmenistan | TKM | Population ages 45-49, male | SP.POP.4549.MA | 152000 | 155000
TKMPopulation ages 50-54, female | Turkmenistan | TKM | Population ages 50-54, female | SP.POP.5054.FE | 145000 | 146000
TKMPopulation ages 50-54, male | Turkmenistan | TKM | Population ages 50-54, male | SP.POP.5054.MA | 135000 | 138000
TKMPopulation ages 55-59, male | Turkmenistan | TKM | Population ages 55-59, male | SP.POP.5559.MA | 111000 | 113000
TKMPopulation ages 55-59, female | Turkmenistan | TKM | Population ages 55-59, female | SP.POP.5559.FE | 136000 | 138000
TKMPopulation ages 65-69, male | Turkmenistan | TKM | Population ages 65-69, male | SP.POP.6569.MA | 52000 | 56000
TKMPopulation ages 65-69, female | Turkmenistan | TKM | Population ages 65-69, female | SP.POP.6569.FE | 71000 | 77000
TKMPopulation ages 60-64, female | Turkmenistan | TKM | Population ages 60-64, female | SP.POP.6064.FE | 108000 | 113000
TKMPopulation ages 60-64, male | Turkmenistan | TKM | Population ages 60-64, male | SP.POP.6064.MA | 85000 | 88000
TKMPopulation ages 70-74, female | Turkmenistan | TKM | Population ages 70-74, female | SP.POP.7074.FE | 35000 | 40000
TKMPopulation ages 70-74, male | Turkmenistan | TKM | Population ages 70-74, male | SP.POP.7074.MA | 27000 | 29000
TKMPopulation ages 75-79, female | Turkmenistan | TKM | Population ages 75-79, female | SP.POP.7579.FE | 21000 | 20000
TKMPopulation ages 75-79, male | Turkmenistan | TKM | Population ages 75-79, male | SP.POP.7579.MA | 15000 | 14000
TKMPopulation ages 80 and above, female | Turkmenistan | TKM | Population ages 80 and above, female | SP.POP.80UP.FE | 34000 | 33000
TKMPopulation ages 80 and above, male | Turkmenistan | TKM | Population ages 80 and above, male | SP.POP.80UP.MA | 18000 | 18000
TKMPopulation, male | Turkmenistan | TKM | Population, male | SP.POP.TOTL.MA.IN | 2926000 | 2969000
TKMPopulation, total | Turkmenistan | TKM | Population, total | SP.POP.TOTL | 5942000 | 6031000
TKMPopulation, female | Turkmenistan | TKM | Population, female | SP.POP.TOTL.FE.IN | 3016000 | 3062000
TKMPopulation growth (annual %) | Turkmenistan | TKM | Population growth (annual %) | SP.POP.GROW | 0 | 0
TCAPopulation ages 0-14, female | Turks and Caicos Islands | TCA | Population ages 0-14, female | SP.POP.0014.FE.IN | 0 | 0
TCAPopulation ages 0-14, male | Turks and Caicos Islands | TCA | Population ages 0-14, male | SP.POP.0014.MA.IN | 0 | 0
TCAPopulation ages 00-04, female | Turks and Caicos Islands | TCA | Population ages 00-04, female | SP.POP.0004.FE | 0 | 0
TCAPopulation ages 00-04, male | Turks and Caicos Islands | TCA | Population ages 00-04, male | SP.POP.0004.MA | 0 | 0
TCAPopulation ages 05-09, female | Turks and Caicos Islands | TCA | Population ages 05-09, female | SP.POP.0509.FE | 0 | 0
TCAPopulation ages 05-09, male | Turks and Caicos Islands | TCA | Population ages 05-09, male | SP.POP.0509.MA | 0 | 0
TCAPopulation ages 10-14, female | Turks and Caicos Islands | TCA | Population ages 10-14, female | SP.POP.1014.FE | 0 | 0
TCAPopulation ages 10-14, male | Turks and Caicos Islands | TCA | Population ages 10-14, male | SP.POP.1014.MA | 0 | 0
TCAPopulation ages 15-19, female | Turks and Caicos Islands | TCA | Population ages 15-19, female | SP.POP.1519.FE | 0 | 0
TCAPopulation ages 15-19, male | Turks and Caicos Islands | TCA | Population ages 15-19, male | SP.POP.1519.MA | 0 | 0
TCAPopulation ages 20-24, female | Turks and Caicos Islands | TCA | Population ages 20-24, female | SP.POP.2024.FE | 0 | 0
TCAPopulation ages 20-24, male | Turks and Caicos Islands | TCA | Population ages 20-24, male | SP.POP.2024.MA | 0 | 0
TCAPopulation ages 25-29, female | Turks and Caicos Islands | TCA | Population ages 25-29, female | SP.POP.2529.FE | 0 | 0
TCAPopulation ages 25-29, male | Turks and Caicos Islands | TCA | Population ages 25-29, male | SP.POP.2529.MA | 0 | 0
TCAPopulation ages 30-34, female | Turks and Caicos Islands | TCA | Population ages 30-34, female | SP.POP.3034.FE | 0 | 0
TCAPopulation ages 30-34, male | Turks and Caicos Islands | TCA | Population ages 30-34, male | SP.POP.3034.MA | 0 | 0
TCAPopulation ages 35-39, female | Turks and Caicos Islands | TCA | Population ages 35-39, female | SP.POP.3539.FE | 0 | 0
TCAPopulation ages 35-39, male | Turks and Caicos Islands | TCA | Population ages 35-39, male | SP.POP.3539.MA | 0 | 0
TCAPopulation ages 40-44, female | Turks and Caicos Islands | TCA | Population ages 40-44, female | SP.POP.4044.FE | 0 | 0
TCAPopulation ages 40-44, male | Turks and Caicos Islands | TCA | Population ages 40-44, male | SP.POP.4044.MA | 0 | 0
TCAPopulation ages 45-49, female | Turks and Caicos Islands | TCA | Population ages 45-49, female | SP.POP.4549.FE | 0 | 0
TCAPopulation ages 45-49, male | Turks and Caicos Islands | TCA | Population ages 45-49, male | SP.POP.4549.MA | 0 | 0
TCAPopulation ages 50-54, female | Turks and Caicos Islands | TCA | Population ages 50-54, female | SP.POP.5054.FE | 0 | 0
TCAPopulation ages 50-54, male | Turks and Caicos Islands | TCA | Population ages 50-54, male | SP.POP.5054.MA | 0 | 0
TCAPopulation ages 55-59, male | Turks and Caicos Islands | TCA | Population ages 55-59, male | SP.POP.5559.MA | 0 | 0
TCAPopulation ages 55-59, female | Turks and Caicos Islands | TCA | Population ages 55-59, female | SP.POP.5559.FE | 0 | 0
TCAPopulation ages 65-69, male | Turks and Caicos Islands | TCA | Population ages 65-69, male | SP.POP.6569.MA | 0 | 0
TCAPopulation ages 65-69, female | Turks and Caicos Islands | TCA | Population ages 65-69, female | SP.POP.6569.FE | 0 | 0
TCAPopulation ages 60-64, female | Turks and Caicos Islands | TCA | Population ages 60-64, female | SP.POP.6064.FE | 0 | 0
TCAPopulation ages 60-64, male | Turks and Caicos Islands | TCA | Population ages 60-64, male | SP.POP.6064.MA | 0 | 0
TCAPopulation ages 70-74, female | Turks and Caicos Islands | TCA | Population ages 70-74, female | SP.POP.7074.FE | 0 | 0
TCAPopulation ages 70-74, male | Turks and Caicos Islands | TCA | Population ages 70-74, male | SP.POP.7074.MA | 0 | 0
TCAPopulation ages 75-79, female | Turks and Caicos Islands | TCA | Population ages 75-79, female | SP.POP.7579.FE | 0 | 0
TCAPopulation ages 75-79, male | Turks and Caicos Islands | TCA | Population ages 75-79, male | SP.POP.7579.MA | 0 | 0
TCAPopulation ages 80 and above, female | Turks and Caicos Islands | TCA | Population ages 80 and above, female | SP.POP.80UP.FE | 0 | 0
TCAPopulation ages 80 and above, male | Turks and Caicos Islands | TCA | Population ages 80 and above, male | SP.POP.80UP.MA | 0 | 0
TCAPopulation, male | Turks and Caicos Islands | TCA | Population, male | SP.POP.TOTL.MA.IN | 0 | 0
TCAPopulation, total | Turks and Caicos Islands | TCA | Population, total | SP.POP.TOTL | 38000 | 39000
TCAPopulation, female | Turks and Caicos Islands | TCA | Population, female | SP.POP.TOTL.FE.IN | 0 | 0
TCAPopulation growth (annual %) | Turks and Caicos Islands | TCA | Population growth (annual %) | SP.POP.GROW | 0 | 0
TUVPopulation ages 0-14, female | Tuvalu | TUV | Population ages 0-14, female | SP.POP.0014.FE.IN | 0 | 0
TUVPopulation ages 0-14, male | Tuvalu | TUV | Population ages 0-14, male | SP.POP.0014.MA.IN | 0 | 0
TUVPopulation ages 00-04, female | Tuvalu | TUV | Population ages 00-04, female | SP.POP.0004.FE | 0 | 0
TUVPopulation ages 00-04, male | Tuvalu | TUV | Population ages 00-04, male | SP.POP.0004.MA | 0 | 0
TUVPopulation ages 05-09, female | Tuvalu | TUV | Population ages 05-09, female | SP.POP.0509.FE | 0 | 0
TUVPopulation ages 05-09, male | Tuvalu | TUV | Population ages 05-09, male | SP.POP.0509.MA | 0 | 0
TUVPopulation ages 10-14, female | Tuvalu | TUV | Population ages 10-14, female | SP.POP.1014.FE | 0 | 0
TUVPopulation ages 10-14, male | Tuvalu | TUV | Population ages 10-14, male | SP.POP.1014.MA | 0 | 0
TUVPopulation ages 15-19, female | Tuvalu | TUV | Population ages 15-19, female | SP.POP.1519.FE | 0 | 0
TUVPopulation ages 15-19, male | Tuvalu | TUV | Population ages 15-19, male | SP.POP.1519.MA | 0 | 0
TUVPopulation ages 20-24, female | Tuvalu | TUV | Population ages 20-24, female | SP.POP.2024.FE | 0 | 0
TUVPopulation ages 20-24, male | Tuvalu | TUV | Population ages 20-24, male | SP.POP.2024.MA | 0 | 0
TUVPopulation ages 25-29, female | Tuvalu | TUV | Population ages 25-29, female | SP.POP.2529.FE | 0 | 0
TUVPopulation ages 25-29, male | Tuvalu | TUV | Population ages 25-29, male | SP.POP.2529.MA | 0 | 0
TUVPopulation ages 30-34, female | Tuvalu | TUV | Population ages 30-34, female | SP.POP.3034.FE | 0 | 0
TUVPopulation ages 30-34, male | Tuvalu | TUV | Population ages 30-34, male | SP.POP.3034.MA | 0 | 0
TUVPopulation ages 35-39, female | Tuvalu | TUV | Population ages 35-39, female | SP.POP.3539.FE | 0 | 0
TUVPopulation ages 35-39, male | Tuvalu | TUV | Population ages 35-39, male | SP.POP.3539.MA | 0 | 0
TUVPopulation ages 40-44, female | Tuvalu | TUV | Population ages 40-44, female | SP.POP.4044.FE | 0 | 0
TUVPopulation ages 40-44, male | Tuvalu | TUV | Population ages 40-44, male | SP.POP.4044.MA | 0 | 0
TUVPopulation ages 45-49, female | Tuvalu | TUV | Population ages 45-49, female | SP.POP.4549.FE | 0 | 0
TUVPopulation ages 45-49, male | Tuvalu | TUV | Population ages 45-49, male | SP.POP.4549.MA | 0 | 0
TUVPopulation ages 50-54, female | Tuvalu | TUV | Population ages 50-54, female | SP.POP.5054.FE | 0 | 0
TUVPopulation ages 50-54, male | Tuvalu | TUV | Population ages 50-54, male | SP.POP.5054.MA | 0 | 0
TUVPopulation ages 55-59, male | Tuvalu | TUV | Population ages 55-59, male | SP.POP.5559.MA | 0 | 0
TUVPopulation ages 55-59, female | Tuvalu | TUV | Population ages 55-59, female | SP.POP.5559.FE | 0 | 0
TUVPopulation ages 65-69, male | Tuvalu | TUV | Population ages 65-69, male | SP.POP.6569.MA | 0 | 0
TUVPopulation ages 65-69, female | Tuvalu | TUV | Population ages 65-69, female | SP.POP.6569.FE | 0 | 0
TUVPopulation ages 60-64, female | Tuvalu | TUV | Population ages 60-64, female | SP.POP.6064.FE | 0 | 0
TUVPopulation ages 60-64, male | Tuvalu | TUV | Population ages 60-64, male | SP.POP.6064.MA | 0 | 0
TUVPopulation ages 70-74, female | Tuvalu | TUV | Population ages 70-74, female | SP.POP.7074.FE | 0 | 0
TUVPopulation ages 70-74, male | Tuvalu | TUV | Population ages 70-74, male | SP.POP.7074.MA | 0 | 0
TUVPopulation ages 75-79, female | Tuvalu | TUV | Population ages 75-79, female | SP.POP.7579.FE | 0 | 0
TUVPopulation ages 75-79, male | Tuvalu | TUV | Population ages 75-79, male | SP.POP.7579.MA | 0 | 0
TUVPopulation ages 80 and above, female | Tuvalu | TUV | Population ages 80 and above, female | SP.POP.80UP.FE | 0 | 0
TUVPopulation ages 80 and above, male | Tuvalu | TUV | Population ages 80 and above, male | SP.POP.80UP.MA | 0 | 0
TUVPopulation, male | Tuvalu | TUV | Population, male | SP.POP.TOTL.MA.IN | 0 | 0
TUVPopulation, total | Tuvalu | TUV | Population, total | SP.POP.TOTL | 12000 | 12000
TUVPopulation, female | Tuvalu | TUV | Population, female | SP.POP.TOTL.FE.IN | 0 | 0
TUVPopulation growth (annual %) | Tuvalu | TUV | Population growth (annual %) | SP.POP.GROW | 0 | 0
UGAPopulation ages 0-14, female | Uganda | UGA | Population ages 0-14, female | SP.POP.0014.FE.IN | 10200000 | 10429000
UGAPopulation ages 0-14, male | Uganda | UGA | Population ages 0-14, male | SP.POP.0014.MA.IN | 10385000 | 10619000
UGAPopulation ages 00-04, female | Uganda | UGA | Population ages 00-04, female | SP.POP.0004.FE | 3803000 | 3858000
UGAPopulation ages 00-04, male | Uganda | UGA | Population ages 00-04, male | SP.POP.0004.MA | 3883000 | 3938000
UGAPopulation ages 05-09, female | Uganda | UGA | Population ages 05-09, female | SP.POP.0509.FE | 3418000 | 3499000
UGAPopulation ages 05-09, male | Uganda | UGA | Population ages 05-09, male | SP.POP.0509.MA | 3479000 | 3561000
UGAPopulation ages 10-14, female | Uganda | UGA | Population ages 10-14, female | SP.POP.1014.FE | 2979000 | 3072000
UGAPopulation ages 10-14, male | Uganda | UGA | Population ages 10-14, male | SP.POP.1014.MA | 3024000 | 3120000
UGAPopulation ages 15-19, female | Uganda | UGA | Population ages 15-19, female | SP.POP.1519.FE | 2532000 | 2621000
UGAPopulation ages 15-19, male | Uganda | UGA | Population ages 15-19, male | SP.POP.1519.MA | 2533000 | 2636000
UGAPopulation ages 20-24, female | Uganda | UGA | Population ages 20-24, female | SP.POP.2024.FE | 2127000 | 2205000
UGAPopulation ages 20-24, male | Uganda | UGA | Population ages 20-24, male | SP.POP.2024.MA | 2034000 | 2124000
UGAPopulation ages 25-29, female | Uganda | UGA | Population ages 25-29, female | SP.POP.2529.FE | 1761000 | 1831000
UGAPopulation ages 25-29, male | Uganda | UGA | Population ages 25-29, male | SP.POP.2529.MA | 1642000 | 1713000
UGAPopulation ages 30-34, female | Uganda | UGA | Population ages 30-34, female | SP.POP.3034.FE | 1421000 | 1483000
UGAPopulation ages 30-34, male | Uganda | UGA | Population ages 30-34, male | SP.POP.3034.MA | 1306000 | 1365000
UGAPopulation ages 35-39, female | Uganda | UGA | Population ages 35-39, female | SP.POP.3539.FE | 1123000 | 1175000
UGAPopulation ages 35-39, male | Uganda | UGA | Population ages 35-39, male | SP.POP.3539.MA | 1031000 | 1078000
UGAPopulation ages 40-44, female | Uganda | UGA | Population ages 40-44, female | SP.POP.4044.FE | 877000 | 919000
UGAPopulation ages 40-44, male | Uganda | UGA | Population ages 40-44, male | SP.POP.4044.MA | 810000 | 846000
UGAPopulation ages 45-49, female | Uganda | UGA | Population ages 45-49, female | SP.POP.4549.FE | 674000 | 706000
UGAPopulation ages 45-49, male | Uganda | UGA | Population ages 45-49, male | SP.POP.4549.MA | 636000 | 662000
UGAPopulation ages 50-54, female | Uganda | UGA | Population ages 50-54, female | SP.POP.5054.FE | 526000 | 550000
UGAPopulation ages 50-54, male | Uganda | UGA | Population ages 50-54, male | SP.POP.5054.MA | 492000 | 515000
UGAPopulation ages 55-59, male | Uganda | UGA | Population ages 55-59, male | SP.POP.5559.MA | 350000 | 370000
UGAPopulation ages 55-59, female | Uganda | UGA | Population ages 55-59, female | SP.POP.5559.FE | 398000 | 417000
UGAPopulation ages 65-69, male | Uganda | UGA | Population ages 65-69, male | SP.POP.6569.MA | 164000 | 172000
UGAPopulation ages 65-69, female | Uganda | UGA | Population ages 65-69, female | SP.POP.6569.FE | 224000 | 234000
UGAPopulation ages 60-64, female | Uganda | UGA | Population ages 60-64, female | SP.POP.6064.FE | 300000 | 313000
UGAPopulation ages 60-64, male | Uganda | UGA | Population ages 60-64, male | SP.POP.6064.MA | 242000 | 255000
UGAPopulation ages 70-74, female | Uganda | UGA | Population ages 70-74, female | SP.POP.7074.FE | 149000 | 157000
UGAPopulation ages 70-74, male | Uganda | UGA | Population ages 70-74, male | SP.POP.7074.MA | 100000 | 105000
UGAPopulation ages 75-79, female | Uganda | UGA | Population ages 75-79, female | SP.POP.7579.FE | 89000 | 94000
UGAPopulation ages 75-79, male | Uganda | UGA | Population ages 75-79, male | SP.POP.7579.MA | 53000 | 56000
UGAPopulation ages 80 and above, female | Uganda | UGA | Population ages 80 and above, female | SP.POP.80UP.FE | 61000 | 61000
UGAPopulation ages 80 and above, male | Uganda | UGA | Population ages 80 and above, male | SP.POP.80UP.MA | 29000 | 29000
UGAPopulation, male | Uganda | UGA | Population, male | SP.POP.TOTL.MA.IN | 21807000 | 22547000
UGAPopulation, total | Uganda | UGA | Population, total | SP.POP.TOTL | 44270000 | 45741000
UGAPopulation, female | Uganda | UGA | Population, female | SP.POP.TOTL.FE.IN | 22462000 | 23194000
UGAPopulation growth (annual %) | Uganda | UGA | Population growth (annual %) | SP.POP.GROW | 0 | 0
UKRPopulation ages 0-14, female | Ukraine | UKR | Population ages 0-14, female | SP.POP.0014.FE.IN | 3433000 | 3427000
UKRPopulation ages 0-14, male | Ukraine | UKR | Population ages 0-14, male | SP.POP.0014.MA.IN | 3643000 | 3635000
UKRPopulation ages 00-04, female | Ukraine | UKR | Population ages 00-04, female | SP.POP.0004.FE | 1070000 | 1036000
UKRPopulation ages 00-04, male | Ukraine | UKR | Population ages 00-04, male | SP.POP.0004.MA | 1134000 | 1098000
UKRPopulation ages 05-09, female | Ukraine | UKR | Population ages 05-09, female | SP.POP.0509.FE | 1226000 | 1213000
UKRPopulation ages 05-09, male | Ukraine | UKR | Population ages 05-09, male | SP.POP.0509.MA | 1301000 | 1287000
UKRPopulation ages 10-14, female | Ukraine | UKR | Population ages 10-14, female | SP.POP.1014.FE | 1138000 | 1178000
UKRPopulation ages 10-14, male | Ukraine | UKR | Population ages 10-14, male | SP.POP.1014.MA | 1208000 | 1249000
UKRPopulation ages 15-19, female | Ukraine | UKR | Population ages 15-19, female | SP.POP.1519.FE | 956000 | 968000
UKRPopulation ages 15-19, male | Ukraine | UKR | Population ages 15-19, male | SP.POP.1519.MA | 1017000 | 1031000
UKRPopulation ages 20-24, female | Ukraine | UKR | Population ages 20-24, female | SP.POP.2024.FE | 1100000 | 1055000
UKRPopulation ages 20-24, male | Ukraine | UKR | Population ages 20-24, male | SP.POP.2024.MA | 1157000 | 1111000
UKRPopulation ages 25-29, female | Ukraine | UKR | Population ages 25-29, female | SP.POP.2529.FE | 1443000 | 1357000
UKRPopulation ages 25-29, male | Ukraine | UKR | Population ages 25-29, male | SP.POP.2529.MA | 1512000 | 1422000
UKRPopulation ages 30-34, female | Ukraine | UKR | Population ages 30-34, female | SP.POP.3034.FE | 1817000 | 1777000
UKRPopulation ages 30-34, male | Ukraine | UKR | Population ages 30-34, male | SP.POP.3034.MA | 1884000 | 1843000
UKRPopulation ages 35-39, female | Ukraine | UKR | Population ages 35-39, female | SP.POP.3539.FE | 1802000 | 1813000
UKRPopulation ages 35-39, male | Ukraine | UKR | Population ages 35-39, male | SP.POP.3539.MA | 1822000 | 1847000
UKRPopulation ages 40-44, female | Ukraine | UKR | Population ages 40-44, female | SP.POP.4044.FE | 1707000 | 1727000
UKRPopulation ages 40-44, male | Ukraine | UKR | Population ages 40-44, male | SP.POP.4044.MA | 1616000 | 1643000
UKRPopulation ages 45-49, female | Ukraine | UKR | Population ages 45-49, female | SP.POP.4549.FE | 1587000 | 1611000
UKRPopulation ages 45-49, male | Ukraine | UKR | Population ages 45-49, male | SP.POP.4549.MA | 1460000 | 1488000
UKRPopulation ages 50-54, female | Ukraine | UKR | Population ages 50-54, female | SP.POP.5054.FE | 1551000 | 1519000
UKRPopulation ages 50-54, male | Ukraine | UKR | Population ages 50-54, male | SP.POP.5054.MA | 1331000 | 1312000
UKRPopulation ages 55-59, male | Ukraine | UKR | Population ages 55-59, male | SP.POP.5559.MA | 1410000 | 1393000
UKRPopulation ages 55-59, female | Ukraine | UKR | Population ages 55-59, female | SP.POP.5559.FE | 1768000 | 1740000
UKRPopulation ages 65-69, male | Ukraine | UKR | Population ages 65-69, male | SP.POP.6569.MA | 981000 | 1009000
UKRPopulation ages 65-69, female | Ukraine | UKR | Population ages 65-69, female | SP.POP.6569.FE | 1580000 | 1628000
UKRPopulation ages 60-64, female | Ukraine | UKR | Population ages 60-64, female | SP.POP.6064.FE | 1727000 | 1718000
UKRPopulation ages 60-64, male | Ukraine | UKR | Population ages 60-64, male | SP.POP.6064.MA | 1232000 | 1238000
UKRPopulation ages 70-74, female | Ukraine | UKR | Population ages 70-74, female | SP.POP.7074.FE | 1090000 | 1147000
UKRPopulation ages 70-74, male | Ukraine | UKR | Population ages 70-74, male | SP.POP.7074.MA | 609000 | 640000
UKRPopulation ages 75-79, female | Ukraine | UKR | Population ages 75-79, female | SP.POP.7579.FE | 891000 | 846000
UKRPopulation ages 75-79, male | Ukraine | UKR | Population ages 75-79, male | SP.POP.7579.MA | 399000 | 380000
UKRPopulation ages 80 and above, female | Ukraine | UKR | Population ages 80 and above, female | SP.POP.80UP.FE | 1375000 | 1366000
UKRPopulation ages 80 and above, male | Ukraine | UKR | Population ages 80 and above, male | SP.POP.80UP.MA | 491000 | 469000
UKRPopulation, male | Ukraine | UKR | Population, male | SP.POP.TOTL.MA.IN | 20563000 | 20460000
UKRPopulation, total | Ukraine | UKR | Population, total | SP.POP.TOTL | 44391000 | 44158000
UKRPopulation, female | Ukraine | UKR | Population, female | SP.POP.TOTL.FE.IN | 23828000 | 23698000
UKRPopulation growth (annual %) | Ukraine | UKR | Population growth (annual %) | SP.POP.GROW | 0 | 0
AREPopulation ages 0-14, female | United Arab Emirates | ARE | Population ages 0-14, female | SP.POP.0014.FE.IN | 708000 | 718000
AREPopulation ages 0-14, male | United Arab Emirates | ARE | Population ages 0-14, male | SP.POP.0014.MA.IN | 730000 | 747000
AREPopulation ages 00-04, female | United Arab Emirates | ARE | Population ages 00-04, female | SP.POP.0004.FE | 246000 | 244000
AREPopulation ages 00-04, male | United Arab Emirates | ARE | Population ages 00-04, male | SP.POP.0004.MA | 255000 | 255000
AREPopulation ages 05-09, female | United Arab Emirates | ARE | Population ages 05-09, female | SP.POP.0509.FE | 248000 | 251000
AREPopulation ages 05-09, male | United Arab Emirates | ARE | Population ages 05-09, male | SP.POP.0509.MA | 257000 | 262000
AREPopulation ages 10-14, female | United Arab Emirates | ARE | Population ages 10-14, female | SP.POP.1014.FE | 214000 | 222000
AREPopulation ages 10-14, male | United Arab Emirates | ARE | Population ages 10-14, male | SP.POP.1014.MA | 218000 | 231000
AREPopulation ages 15-19, female | United Arab Emirates | ARE | Population ages 15-19, female | SP.POP.1519.FE | 186000 | 189000
AREPopulation ages 15-19, male | United Arab Emirates | ARE | Population ages 15-19, male | SP.POP.1519.MA | 216000 | 201000
AREPopulation ages 20-24, female | United Arab Emirates | ARE | Population ages 20-24, female | SP.POP.2024.FE | 233000 | 229000
AREPopulation ages 20-24, male | United Arab Emirates | ARE | Population ages 20-24, male | SP.POP.2024.MA | 514000 | 487000
AREPopulation ages 25-29, female | United Arab Emirates | ARE | Population ages 25-29, female | SP.POP.2529.FE | 358000 | 351000
AREPopulation ages 25-29, male | United Arab Emirates | ARE | Population ages 25-29, male | SP.POP.2529.MA | 1045000 | 1082000
AREPopulation ages 30-34, female | United Arab Emirates | ARE | Population ages 30-34, female | SP.POP.3034.FE | 461000 | 474000
AREPopulation ages 30-34, male | United Arab Emirates | ARE | Population ages 30-34, male | SP.POP.3034.MA | 1262000 | 1322000
AREPopulation ages 35-39, female | United Arab Emirates | ARE | Population ages 35-39, female | SP.POP.3539.FE | 384000 | 407000
AREPopulation ages 35-39, male | United Arab Emirates | ARE | Population ages 35-39, male | SP.POP.3539.MA | 964000 | 967000
AREPopulation ages 40-44, female | United Arab Emirates | ARE | Population ages 40-44, female | SP.POP.4044.FE | 235000 | 238000
AREPopulation ages 40-44, male | United Arab Emirates | ARE | Population ages 40-44, male | SP.POP.4044.MA | 713000 | 678000
AREPopulation ages 45-49, female | United Arab Emirates | ARE | Population ages 45-49, female | SP.POP.4549.FE | 162000 | 158000
AREPopulation ages 45-49, male | United Arab Emirates | ARE | Population ages 45-49, male | SP.POP.4549.MA | 545000 | 534000
AREPopulation ages 50-54, female | United Arab Emirates | ARE | Population ages 50-54, female | SP.POP.5054.FE | 120000 | 121000
AREPopulation ages 50-54, male | United Arab Emirates | ARE | Population ages 50-54, male | SP.POP.5054.MA | 333000 | 336000
AREPopulation ages 55-59, male | United Arab Emirates | ARE | Population ages 55-59, male | SP.POP.5559.MA | 246000 | 255000
AREPopulation ages 55-59, female | United Arab Emirates | ARE | Population ages 55-59, female | SP.POP.5559.FE | 79000 | 86000
AREPopulation ages 65-69, male | United Arab Emirates | ARE | Population ages 65-69, male | SP.POP.6569.MA | 31000 | 37000
AREPopulation ages 65-69, female | United Arab Emirates | ARE | Population ages 65-69, female | SP.POP.6569.FE | 18000 | 20000
AREPopulation ages 60-64, female | United Arab Emirates | ARE | Population ages 60-64, female | SP.POP.6064.FE | 37000 | 42000
AREPopulation ages 60-64, male | United Arab Emirates | ARE | Population ages 60-64, male | SP.POP.6064.MA | 124000 | 144000
AREPopulation ages 70-74, female | United Arab Emirates | ARE | Population ages 70-74, female | SP.POP.7074.FE | 11000 | 12000
AREPopulation ages 70-74, male | United Arab Emirates | ARE | Population ages 70-74, male | SP.POP.7074.MA | 24000 | 24000
AREPopulation ages 75-79, female | United Arab Emirates | ARE | Population ages 75-79, female | SP.POP.7579.FE | 4400 | 5000
AREPopulation ages 75-79, male | United Arab Emirates | ARE | Population ages 75-79, male | SP.POP.7579.MA | 13000 | 15000
AREPopulation ages 80 and above, female | United Arab Emirates | ARE | Population ages 80 and above, female | SP.POP.80UP.FE | 4900 | 5000
AREPopulation ages 80 and above, male | United Arab Emirates | ARE | Population ages 80 and above, male | SP.POP.80UP.MA | 6800 | 7500
AREPopulation, male | United Arab Emirates | ARE | Population, male | SP.POP.TOTL.MA.IN | 6767000 | 6836000
AREPopulation, total | United Arab Emirates | ARE | Population, total | SP.POP.TOTL | 9771000 | 9890000
AREPopulation, female | United Arab Emirates | ARE | Population, female | SP.POP.TOTL.FE.IN | 3004000 | 3054000
AREPopulation growth (annual %) | United Arab Emirates | ARE | Population growth (annual %) | SP.POP.GROW | 0 | 0
GBRPopulation ages 0-14, female | United Kingdom | GBR | Population ages 0-14, female | SP.POP.0014.FE.IN | 5778000 | 5803000
GBRPopulation ages 0-14, male | United Kingdom | GBR | Population ages 0-14, male | SP.POP.0014.MA.IN | 6053000 | 6080000
GBRPopulation ages 00-04, female | United Kingdom | GBR | Population ages 00-04, female | SP.POP.0004.FE | 1909000 | 1896000
GBRPopulation ages 00-04, male | United Kingdom | GBR | Population ages 00-04, male | SP.POP.0004.MA | 2003000 | 1990000
GBRPopulation ages 05-09, female | United Kingdom | GBR | Population ages 05-09, female | SP.POP.0509.FE | 1989000 | 1991000
GBRPopulation ages 05-09, male | United Kingdom | GBR | Population ages 05-09, male | SP.POP.0509.MA | 2084000 | 2088000
GBRPopulation ages 10-14, female | United Kingdom | GBR | Population ages 10-14, female | SP.POP.1014.FE | 1880000 | 1915000
GBRPopulation ages 10-14, male | United Kingdom | GBR | Population ages 10-14, male | SP.POP.1014.MA | 1966000 | 2003000
GBRPopulation ages 15-19, female | United Kingdom | GBR | Population ages 15-19, female | SP.POP.1519.FE | 1787000 | 1788000
GBRPopulation ages 15-19, male | United Kingdom | GBR | Population ages 15-19, male | SP.POP.1519.MA | 1861000 | 1862000
GBRPopulation ages 20-24, female | United Kingdom | GBR | Population ages 20-24, female | SP.POP.2024.FE | 2003000 | 1982000
GBRPopulation ages 20-24, male | United Kingdom | GBR | Population ages 20-24, male | SP.POP.2024.MA | 2076000 | 2052000
GBRPopulation ages 25-29, female | United Kingdom | GBR | Population ages 25-29, female | SP.POP.2529.FE | 2203000 | 2187000
GBRPopulation ages 25-29, male | United Kingdom | GBR | Population ages 25-29, male | SP.POP.2529.MA | 2263000 | 2253000
GBRPopulation ages 30-34, female | United Kingdom | GBR | Population ages 30-34, female | SP.POP.3034.FE | 2316000 | 2323000
GBRPopulation ages 30-34, male | United Kingdom | GBR | Population ages 30-34, male | SP.POP.3034.MA | 2321000 | 2338000
GBRPopulation ages 35-39, female | United Kingdom | GBR | Population ages 35-39, female | SP.POP.3539.FE | 2251000 | 2286000
GBRPopulation ages 35-39, male | United Kingdom | GBR | Population ages 35-39, male | SP.POP.3539.MA | 2223000 | 2258000
GBRPopulation ages 40-44, female | United Kingdom | GBR | Population ages 40-44, female | SP.POP.4044.FE | 2120000 | 2139000
GBRPopulation ages 40-44, male | United Kingdom | GBR | Population ages 40-44, male | SP.POP.4044.MA | 2108000 | 2127000
GBRPopulation ages 45-49, female | United Kingdom | GBR | Population ages 45-49, female | SP.POP.4549.FE | 2178000 | 2147000
GBRPopulation ages 45-49, male | United Kingdom | GBR | Population ages 45-49, male | SP.POP.4549.MA | 2133000 | 2108000
GBRPopulation ages 50-54, female | United Kingdom | GBR | Population ages 50-54, female | SP.POP.5054.FE | 2350000 | 2330000
GBRPopulation ages 50-54, male | United Kingdom | GBR | Population ages 50-54, male | SP.POP.5054.MA | 2278000 | 2259000
GBRPopulation ages 55-59, male | United Kingdom | GBR | Population ages 55-59, male | SP.POP.5559.MA | 2175000 | 2211000
GBRPopulation ages 55-59, female | United Kingdom | GBR | Population ages 55-59, female | SP.POP.5559.FE | 2244000 | 2284000
GBRPopulation ages 65-69, male | United Kingdom | GBR | Population ages 65-69, male | SP.POP.6569.MA | 1642000 | 1631000
GBRPopulation ages 65-69, female | United Kingdom | GBR | Population ages 65-69, female | SP.POP.6569.FE | 1731000 | 1717000
GBRPopulation ages 60-64, female | United Kingdom | GBR | Population ages 60-64, female | SP.POP.6064.FE | 1912000 | 1966000
GBRPopulation ages 60-64, male | United Kingdom | GBR | Population ages 60-64, male | SP.POP.6064.MA | 1850000 | 1901000
GBRPopulation ages 70-74, female | United Kingdom | GBR | Population ages 70-74, female | SP.POP.7074.FE | 1717000 | 1747000
GBRPopulation ages 70-74, male | United Kingdom | GBR | Population ages 70-74, male | SP.POP.7074.MA | 1580000 | 1609000
GBRPopulation ages 75-79, female | United Kingdom | GBR | Population ages 75-79, female | SP.POP.7579.FE | 1243000 | 1292000
GBRPopulation ages 75-79, male | United Kingdom | GBR | Population ages 75-79, male | SP.POP.7579.MA | 1078000 | 1126000
GBRPopulation ages 80 and above, female | United Kingdom | GBR | Population ages 80 and above, female | SP.POP.80UP.FE | 2004000 | 2018000
GBRPopulation ages 80 and above, male | United Kingdom | GBR | Population ages 80 and above, male | SP.POP.80UP.MA | 1380000 | 1399000
GBRPopulation, male | United Kingdom | GBR | Population, male | SP.POP.TOTL.MA.IN | 33019000 | 33215000
GBRPopulation, total | United Kingdom | GBR | Population, total | SP.POP.TOTL | 66856000 | 67224000
GBRPopulation, female | United Kingdom | GBR | Population, female | SP.POP.TOTL.FE.IN | 33838000 | 34008000
GBRPopulation growth (annual %) | United Kingdom | GBR | Population growth (annual %) | SP.POP.GROW | 0 | 0
USAPopulation ages 0-14, female | United States | USA | Population ages 0-14, female | SP.POP.0014.FE.IN | 29886000 | 29814000
USAPopulation ages 0-14, male | United States | USA | Population ages 0-14, male | SP.POP.0014.MA.IN | 31241000 | 31165000
USAPopulation ages 00-04, female | United States | USA | Population ages 00-04, female | SP.POP.0004.FE | 9599000 | 9648000
USAPopulation ages 00-04, male | United States | USA | Population ages 00-04, male | SP.POP.0004.MA | 10034000 | 10083000
USAPopulation ages 05-09, female | United States | USA | Population ages 05-09, female | SP.POP.0509.FE | 9931000 | 9826000
USAPopulation ages 05-09, male | United States | USA | Population ages 05-09, male | SP.POP.0509.MA | 10386000 | 10275000
USAPopulation ages 10-14, female | United States | USA | Population ages 10-14, female | SP.POP.1014.FE | 10356000 | 10340000
USAPopulation ages 10-14, male | United States | USA | Population ages 10-14, male | SP.POP.1014.MA | 10821000 | 10807000
USAPopulation ages 15-19, female | United States | USA | Population ages 15-19, female | SP.POP.1519.FE | 10428000 | 10437000
USAPopulation ages 15-19, male | United States | USA | Population ages 15-19, male | SP.POP.1519.MA | 10853000 | 10864000
USAPopulation ages 20-24, female | United States | USA | Population ages 20-24, female | SP.POP.2024.FE | 11028000 | 10966000
USAPopulation ages 20-24, male | United States | USA | Population ages 20-24, male | SP.POP.2024.MA | 11440000 | 11354000
USAPopulation ages 25-29, female | United States | USA | Population ages 25-29, female | SP.POP.2529.FE | 11655000 | 11723000
USAPopulation ages 25-29, male | United States | USA | Population ages 25-29, male | SP.POP.2529.MA | 12122000 | 12178000
USAPopulation ages 30-34, female | United States | USA | Population ages 30-34, female | SP.POP.3034.FE | 11207000 | 11381000
USAPopulation ages 30-34, male | United States | USA | Population ages 30-34, male | SP.POP.3034.MA | 11528000 | 11735000
USAPopulation ages 35-39, female | United States | USA | Population ages 35-39, female | SP.POP.3539.FE | 10619000 | 10787000
USAPopulation ages 35-39, male | United States | USA | Population ages 35-39, male | SP.POP.3539.MA | 10688000 | 10889000
USAPopulation ages 40-44, female | United States | USA | Population ages 40-44, female | SP.POP.4044.FE | 10126000 | 10204000
USAPopulation ages 40-44, male | United States | USA | Population ages 40-44, male | SP.POP.4044.MA | 10054000 | 10146000
USAPopulation ages 45-49, female | United States | USA | Population ages 45-49, female | SP.POP.4549.FE | 10121000 | 10112000
USAPopulation ages 45-49, male | United States | USA | Population ages 45-49, male | SP.POP.4549.MA | 10044000 | 9997000
USAPopulation ages 50-54, female | United States | USA | Population ages 50-54, female | SP.POP.5054.FE | 10410000 | 10287000
USAPopulation ages 50-54, male | United States | USA | Population ages 50-54, male | SP.POP.5054.MA | 10486000 | 10348000
USAPopulation ages 55-59, male | United States | USA | Population ages 55-59, male | SP.POP.5559.MA | 10770000 | 10732000
USAPopulation ages 55-59, female | United States | USA | Population ages 55-59, female | SP.POP.5559.FE | 10952000 | 10870000
USAPopulation ages 65-69, male | United States | USA | Population ages 65-69, male | SP.POP.6569.MA | 8274000 | 8489000
USAPopulation ages 65-69, female | United States | USA | Population ages 65-69, female | SP.POP.6569.FE | 9166000 | 9380000
USAPopulation ages 60-64, female | United States | USA | Population ages 60-64, female | SP.POP.6064.FE | 10532000 | 10649000
USAPopulation ages 60-64, male | United States | USA | Population ages 60-64, male | SP.POP.6064.MA | 9927000 | 10078000
USAPopulation ages 70-74, female | United States | USA | Population ages 70-74, female | SP.POP.7074.FE | 7413000 | 7731000
USAPopulation ages 70-74, male | United States | USA | Population ages 70-74, male | SP.POP.7074.MA | 6366000 | 6664000
USAPopulation ages 75-79, female | United States | USA | Population ages 75-79, female | SP.POP.7579.FE | 5141000 | 5416000
USAPopulation ages 75-79, male | United States | USA | Population ages 75-79, male | SP.POP.7579.MA | 4123000 | 4339000
USAPopulation ages 80 and above, female | United States | USA | Population ages 80 and above, female | SP.POP.80UP.FE | 7790000 | 7922000
USAPopulation ages 80 and above, male | United States | USA | Population ages 80 and above, male | SP.POP.80UP.MA | 5144000 | 5262000
USAPopulation, male | United States | USA | Population, male | SP.POP.TOTL.MA.IN | 163058000 | 164237000
USAPopulation, total | United States | USA | Population, total | SP.POP.TOTL | 329534000 | 331915000
USAPopulation, female | United States | USA | Population, female | SP.POP.TOTL.FE.IN | 166475000 | 167677000
USAPopulation growth (annual %) | United States | USA | Population growth (annual %) | SP.POP.GROW | 0 | 0
UMCPopulation ages 0-14, female | Upper middle income | UMC | Population ages 0-14, female | SP.POP.0014.FE.IN | 263562000 | 263708000
UMCPopulation ages 0-14, male | Upper middle income | UMC | Population ages 0-14, male | SP.POP.0014.MA.IN | 287639000 | 287467000
UMCPopulation ages 00-04, female | Upper middle income | UMC | Population ages 00-04, female | SP.POP.0004.FE | 89196700 | 88414400
UMCPopulation ages 00-04, male | Upper middle income | UMC | Population ages 00-04, male | SP.POP.0004.MA | 96688400 | 95680300
UMCPopulation ages 05-09, female | Upper middle income | UMC | Population ages 05-09, female | SP.POP.0509.FE | 88937900 | 89349000
UMCPopulation ages 05-09, male | Upper middle income | UMC | Population ages 05-09, male | SP.POP.0509.MA | 97224700 | 97484800
UMCPopulation ages 10-14, female | Upper middle income | UMC | Population ages 10-14, female | SP.POP.1014.FE | 85423600 | 85942500
UMCPopulation ages 10-14, male | Upper middle income | UMC | Population ages 10-14, male | SP.POP.1014.MA | 93719700 | 94308600
UMCPopulation ages 15-19, female | Upper middle income | UMC | Population ages 15-19, female | SP.POP.1519.FE | 84307400 | 83976500
UMCPopulation ages 15-19, male | Upper middle income | UMC | Population ages 15-19, male | SP.POP.1519.MA | 91646200 | 91469000
UMCPopulation ages 20-24, female | Upper middle income | UMC | Population ages 20-24, female | SP.POP.2024.FE | 88149400 | 86972300
UMCPopulation ages 20-24, male | Upper middle income | UMC | Population ages 20-24, male | SP.POP.2024.MA | 94591100 | 93448800
UMCPopulation ages 25-29, female | Upper middle income | UMC | Population ages 25-29, female | SP.POP.2529.FE | 98523400 | 94708900
UMCPopulation ages 25-29, male | Upper middle income | UMC | Population ages 25-29, male | SP.POP.2529.MA | 104102500 | 100440100
UMCPopulation ages 30-34, female | Upper middle income | UMC | Population ages 30-34, female | SP.POP.3034.FE | 111722300 | 112267500
UMCPopulation ages 30-34, male | Upper middle income | UMC | Population ages 30-34, male | SP.POP.3034.MA | 115450600 | 116332900
UMCPopulation ages 35-39, female | Upper middle income | UMC | Population ages 35-39, female | SP.POP.3539.FE | 94490900 | 96892000
UMCPopulation ages 35-39, male | Upper middle income | UMC | Population ages 35-39, male | SP.POP.3539.MA | 96221100 | 98848200
UMCPopulation ages 40-44, female | Upper middle income | UMC | Population ages 40-44, female | SP.POP.4044.FE | 91933900 | 90901200
UMCPopulation ages 40-44, male | Upper middle income | UMC | Population ages 40-44, male | SP.POP.4044.MA | 92800900 | 91767000
UMCPopulation ages 45-49, female | Upper middle income | UMC | Population ages 45-49, female | SP.POP.4549.FE | 99359000 | 98217100
UMCPopulation ages 45-49, male | Upper middle income | UMC | Population ages 45-49, male | SP.POP.4549.MA | 99616300 | 98638400
UMCPopulation ages 50-54, female | Upper middle income | UMC | Population ages 50-54, female | SP.POP.5054.FE | 95320800 | 96993400
UMCPopulation ages 50-54, male | Upper middle income | UMC | Population ages 50-54, male | SP.POP.5054.MA | 93788000 | 95520300
UMCPopulation ages 55-59, male | Upper middle income | UMC | Population ages 55-59, male | SP.POP.5559.MA | 77305300 | 80129300
UMCPopulation ages 55-59, female | Upper middle income | UMC | Population ages 55-59, female | SP.POP.5559.FE | 79643600 | 82458700
UMCPopulation ages 65-69, male | Upper middle income | UMC | Population ages 65-69, male | SP.POP.6569.MA | 53680700 | 55785900
UMCPopulation ages 65-69, female | Upper middle income | UMC | Population ages 65-69, female | SP.POP.6569.FE | 59436000 | 61775200
UMCPopulation ages 60-64, female | Upper middle income | UMC | Population ages 60-64, female | SP.POP.6064.FE | 67218900 | 68105300
UMCPopulation ages 60-64, male | Upper middle income | UMC | Population ages 60-64, male | SP.POP.6064.MA | 63019900 | 63980800
UMCPopulation ages 70-74, female | Upper middle income | UMC | Population ages 70-74, female | SP.POP.7074.FE | 37865000 | 40630800
UMCPopulation ages 70-74, male | Upper middle income | UMC | Population ages 70-74, male | SP.POP.7074.MA | 32007900 | 34315500
UMCPopulation ages 75-79, female | Upper middle income | UMC | Population ages 75-79, female | SP.POP.7579.FE | 25309100 | 26106400
UMCPopulation ages 75-79, male | Upper middle income | UMC | Population ages 75-79, male | SP.POP.7579.MA | 19732000 | 20307200
UMCPopulation ages 80 and above, female | Upper middle income | UMC | Population ages 80 and above, female | SP.POP.80UP.FE | 31435900 | 32131500
UMCPopulation ages 80 and above, male | Upper middle income | UMC | Population ages 80 and above, male | SP.POP.80UP.MA | 19335300 | 19498900
UMCPopulation, male | Upper middle income | UMC | Population, male | SP.POP.TOTL.MA.IN | 1340913000 | 1347951000
UMCPopulation, total | Upper middle income | UMC | Population, total | SP.POP.TOTL | 2671248000 | 2685886000
UMCPopulation, female | Upper middle income | UMC | Population, female | SP.POP.TOTL.FE.IN | 1328263000 | 1335858000
UMCPopulation growth (annual %) | Upper middle income | UMC | Population growth (annual %) | SP.POP.GROW | 0.58789 | 0.54798
URYPopulation ages 0-14, female | Uruguay | URY | Population ages 0-14, female | SP.POP.0014.FE.IN | 346000 | 345000
URYPopulation ages 0-14, male | Uruguay | URY | Population ages 0-14, male | SP.POP.0014.MA.IN | 362000 | 361000
URYPopulation ages 00-04, female | Uruguay | URY | Population ages 00-04, female | SP.POP.0004.FE | 116000 | 116000
URYPopulation ages 00-04, male | Uruguay | URY | Population ages 00-04, male | SP.POP.0004.MA | 122000 | 121000
URYPopulation ages 05-09, female | Uruguay | URY | Population ages 05-09, female | SP.POP.0509.FE | 115000 | 116000
URYPopulation ages 05-09, male | Uruguay | URY | Population ages 05-09, male | SP.POP.0509.MA | 120000 | 121000
URYPopulation ages 10-14, female | Uruguay | URY | Population ages 10-14, female | SP.POP.1014.FE | 115000 | 114000
URYPopulation ages 10-14, male | Uruguay | URY | Population ages 10-14, male | SP.POP.1014.MA | 120000 | 119000
URYPopulation ages 15-19, female | Uruguay | URY | Population ages 15-19, female | SP.POP.1519.FE | 122000 | 120000
URYPopulation ages 15-19, male | Uruguay | URY | Population ages 15-19, male | SP.POP.1519.MA | 127000 | 125000
URYPopulation ages 20-24, female | Uruguay | URY | Population ages 20-24, female | SP.POP.2024.FE | 126000 | 125000
URYPopulation ages 20-24, male | Uruguay | URY | Population ages 20-24, male | SP.POP.2024.MA | 130000 | 129000
URYPopulation ages 25-29, female | Uruguay | URY | Population ages 25-29, female | SP.POP.2529.FE | 126000 | 127000
URYPopulation ages 25-29, male | Uruguay | URY | Population ages 25-29, male | SP.POP.2529.MA | 130000 | 131000
URYPopulation ages 30-34, female | Uruguay | URY | Population ages 30-34, female | SP.POP.3034.FE | 117000 | 119000
URYPopulation ages 30-34, male | Uruguay | URY | Population ages 30-34, male | SP.POP.3034.MA | 119000 | 121000
URYPopulation ages 35-39, female | Uruguay | URY | Population ages 35-39, female | SP.POP.3539.FE | 112000 | 111000
URYPopulation ages 35-39, male | Uruguay | URY | Population ages 35-39, male | SP.POP.3539.MA | 111000 | 111000
URYPopulation ages 40-44, female | Uruguay | URY | Population ages 40-44, female | SP.POP.4044.FE | 118000 | 118000
URYPopulation ages 40-44, male | Uruguay | URY | Population ages 40-44, male | SP.POP.4044.MA | 116000 | 116000
URYPopulation ages 45-49, female | Uruguay | URY | Population ages 45-49, female | SP.POP.4549.FE | 110000 | 112000
URYPopulation ages 45-49, male | Uruguay | URY | Population ages 45-49, male | SP.POP.4549.MA | 107000 | 109000
URYPopulation ages 50-54, female | Uruguay | URY | Population ages 50-54, female | SP.POP.5054.FE | 101000 | 102000
URYPopulation ages 50-54, male | Uruguay | URY | Population ages 50-54, male | SP.POP.5054.MA | 94000 | 95000
URYPopulation ages 55-59, male | Uruguay | URY | Population ages 55-59, male | SP.POP.5559.MA | 93000 | 93000
URYPopulation ages 55-59, female | Uruguay | URY | Population ages 55-59, female | SP.POP.5559.FE | 102000 | 102000
URYPopulation ages 65-69, male | Uruguay | URY | Population ages 65-69, male | SP.POP.6569.MA | 67000 | 68000
URYPopulation ages 65-69, female | Uruguay | URY | Population ages 65-69, female | SP.POP.6569.FE | 80000 | 81000
URYPopulation ages 60-64, female | Uruguay | URY | Population ages 60-64, female | SP.POP.6064.FE | 94000 | 96000
URYPopulation ages 60-64, male | Uruguay | URY | Population ages 60-64, male | SP.POP.6064.MA | 82000 | 83000
URYPopulation ages 70-74, female | Uruguay | URY | Population ages 70-74, female | SP.POP.7074.FE | 69000 | 70000
URYPopulation ages 70-74, male | Uruguay | URY | Population ages 70-74, male | SP.POP.7074.MA | 52000 | 53000
URYPopulation ages 75-79, female | Uruguay | URY | Population ages 75-79, female | SP.POP.7579.FE | 57000 | 58000
URYPopulation ages 75-79, male | Uruguay | URY | Population ages 75-79, male | SP.POP.7579.MA | 38000 | 39000
URYPopulation ages 80 and above, female | Uruguay | URY | Population ages 80 and above, female | SP.POP.80UP.FE | 109000 | 110000
URYPopulation ages 80 and above, male | Uruguay | URY | Population ages 80 and above, male | SP.POP.80UP.MA | 45000 | 45000
URYPopulation, male | Uruguay | URY | Population, male | SP.POP.TOTL.MA.IN | 1672000 | 1678000
URYPopulation, total | Uruguay | URY | Population, total | SP.POP.TOTL | 3462000 | 3474000
URYPopulation, female | Uruguay | URY | Population, female | SP.POP.TOTL.FE.IN | 1790000 | 1795000
URYPopulation growth (annual %) | Uruguay | URY | Population growth (annual %) | SP.POP.GROW | 0 | 0
UZBPopulation ages 0-14, female | Uzbekistan | UZB | Population ages 0-14, female | SP.POP.0014.FE.IN | 4673000 | 4727000
UZBPopulation ages 0-14, male | Uzbekistan | UZB | Population ages 0-14, male | SP.POP.0014.MA.IN | 4934000 | 4993000
UZBPopulation ages 00-04, female | Uzbekistan | UZB | Population ages 00-04, female | SP.POP.0004.FE | 1686000 | 1679000
UZBPopulation ages 00-04, male | Uzbekistan | UZB | Population ages 00-04, male | SP.POP.0004.MA | 1788000 | 1782000
UZBPopulation ages 05-09, female | Uzbekistan | UZB | Population ages 05-09, female | SP.POP.0509.FE | 1591000 | 1612000
UZBPopulation ages 05-09, male | Uzbekistan | UZB | Population ages 05-09, male | SP.POP.0509.MA | 1676000 | 1698000
UZBPopulation ages 10-14, female | Uzbekistan | UZB | Population ages 10-14, female | SP.POP.1014.FE | 1396000 | 1437000
UZBPopulation ages 10-14, male | Uzbekistan | UZB | Population ages 10-14, male | SP.POP.1014.MA | 1470000 | 1513000
UZBPopulation ages 15-19, female | Uzbekistan | UZB | Population ages 15-19, female | SP.POP.1519.FE | 1255000 | 1250000
UZBPopulation ages 15-19, male | Uzbekistan | UZB | Population ages 15-19, male | SP.POP.1519.MA | 1311000 | 1307000
UZBPopulation ages 20-24, female | Uzbekistan | UZB | Population ages 20-24, female | SP.POP.2024.FE | 1422000 | 1374000
UZBPopulation ages 20-24, male | Uzbekistan | UZB | Population ages 20-24, male | SP.POP.2024.MA | 1483000 | 1432000
UZBPopulation ages 25-29, female | Uzbekistan | UZB | Population ages 25-29, female | SP.POP.2529.FE | 1581000 | 1562000
UZBPopulation ages 25-29, male | Uzbekistan | UZB | Population ages 25-29, male | SP.POP.2529.MA | 1645000 | 1630000
UZBPopulation ages 30-34, female | Uzbekistan | UZB | Population ages 30-34, female | SP.POP.3034.FE | 1491000 | 1519000
UZBPopulation ages 30-34, male | Uzbekistan | UZB | Population ages 30-34, male | SP.POP.3034.MA | 1500000 | 1536000
UZBPopulation ages 35-39, female | Uzbekistan | UZB | Population ages 35-39, female | SP.POP.3539.FE | 1250000 | 1293000
UZBPopulation ages 35-39, male | Uzbekistan | UZB | Population ages 35-39, male | SP.POP.3539.MA | 1231000 | 1275000
UZBPopulation ages 40-44, female | Uzbekistan | UZB | Population ages 40-44, female | SP.POP.4044.FE | 1048000 | 1076000
UZBPopulation ages 40-44, male | Uzbekistan | UZB | Population ages 40-44, male | SP.POP.4044.MA | 1019000 | 1047000
UZBPopulation ages 45-49, female | Uzbekistan | UZB | Population ages 45-49, female | SP.POP.4549.FE | 923000 | 943000
UZBPopulation ages 45-49, male | Uzbekistan | UZB | Population ages 45-49, male | SP.POP.4549.MA | 874000 | 897000
UZBPopulation ages 50-54, female | Uzbekistan | UZB | Population ages 50-54, female | SP.POP.5054.FE | 824000 | 826000
UZBPopulation ages 50-54, male | Uzbekistan | UZB | Population ages 50-54, male | SP.POP.5054.MA | 750000 | 756000
UZBPopulation ages 55-59, male | Uzbekistan | UZB | Population ages 55-59, male | SP.POP.5559.MA | 698000 | 709000
UZBPopulation ages 55-59, female | Uzbekistan | UZB | Population ages 55-59, female | SP.POP.5559.FE | 789000 | 803000
UZBPopulation ages 65-69, male | Uzbekistan | UZB | Population ages 65-69, male | SP.POP.6569.MA | 326000 | 358000
UZBPopulation ages 65-69, female | Uzbekistan | UZB | Population ages 65-69, female | SP.POP.6569.FE | 382000 | 420000
UZBPopulation ages 60-64, female | Uzbekistan | UZB | Population ages 60-64, female | SP.POP.6064.FE | 598000 | 629000
UZBPopulation ages 60-64, male | Uzbekistan | UZB | Population ages 60-64, male | SP.POP.6064.MA | 526000 | 550000
UZBPopulation ages 70-74, female | Uzbekistan | UZB | Population ages 70-74, female | SP.POP.7074.FE | 179000 | 197000
UZBPopulation ages 70-74, male | Uzbekistan | UZB | Population ages 70-74, male | SP.POP.7074.MA | 136000 | 150000
UZBPopulation ages 75-79, female | Uzbekistan | UZB | Population ages 75-79, female | SP.POP.7579.FE | 134000 | 131000
UZBPopulation ages 75-79, male | Uzbekistan | UZB | Population ages 75-79, male | SP.POP.7579.MA | 103000 | 99000
UZBPopulation ages 80 and above, female | Uzbekistan | UZB | Population ages 80 and above, female | SP.POP.80UP.FE | 170000 | 164000
UZBPopulation ages 80 and above, male | Uzbekistan | UZB | Population ages 80 and above, male | SP.POP.80UP.MA | 102000 | 98000
UZBPopulation, male | Uzbekistan | UZB | Population, male | SP.POP.TOTL.MA.IN | 16639000 | 16836000
UZBPopulation, total | Uzbekistan | UZB | Population, total | SP.POP.TOTL | 33360000 | 33749000
UZBPopulation, female | Uzbekistan | UZB | Population, female | SP.POP.TOTL.FE.IN | 16721000 | 16912000
UZBPopulation growth (annual %) | Uzbekistan | UZB | Population growth (annual %) | SP.POP.GROW | 0 | 0
VUTPopulation ages 0-14, female | Vanuatu | VUT | Population ages 0-14, female | SP.POP.0014.FE.IN | 56000 | 57000
VUTPopulation ages 0-14, male | Vanuatu | VUT | Population ages 0-14, male | SP.POP.0014.MA.IN | 60000 | 61000
VUTPopulation ages 00-04, female | Vanuatu | VUT | Population ages 00-04, female | SP.POP.0004.FE | 20000 | 20000
VUTPopulation ages 00-04, male | Vanuatu | VUT | Population ages 00-04, male | SP.POP.0004.MA | 21000 | 22000
VUTPopulation ages 05-09, female | Vanuatu | VUT | Population ages 05-09, female | SP.POP.0509.FE | 19000 | 19000
VUTPopulation ages 05-09, male | Vanuatu | VUT | Population ages 05-09, male | SP.POP.0509.MA | 20000 | 20000
VUTPopulation ages 10-14, female | Vanuatu | VUT | Population ages 10-14, female | SP.POP.1014.FE | 17000 | 18000
VUTPopulation ages 10-14, male | Vanuatu | VUT | Population ages 10-14, male | SP.POP.1014.MA | 19000 | 19000
VUTPopulation ages 15-19, female | Vanuatu | VUT | Population ages 15-19, female | SP.POP.1519.FE | 14000 | 14000
VUTPopulation ages 15-19, male | Vanuatu | VUT | Population ages 15-19, male | SP.POP.1519.MA | 15000 | 16000
VUTPopulation ages 20-24, female | Vanuatu | VUT | Population ages 20-24, female | SP.POP.2024.FE | 13000 | 13000
VUTPopulation ages 20-24, male | Vanuatu | VUT | Population ages 20-24, male | SP.POP.2024.MA | 13000 | 13000
VUTPopulation ages 25-29, female | Vanuatu | VUT | Population ages 25-29, female | SP.POP.2529.FE | 13000 | 13000
VUTPopulation ages 25-29, male | Vanuatu | VUT | Population ages 25-29, male | SP.POP.2529.MA | 12000 | 12000
VUTPopulation ages 30-34, female | Vanuatu | VUT | Population ages 30-34, female | SP.POP.3034.FE | 12000 | 12000
VUTPopulation ages 30-34, male | Vanuatu | VUT | Population ages 30-34, male | SP.POP.3034.MA | 11000 | 11000
VUTPopulation ages 35-39, female | Vanuatu | VUT | Population ages 35-39, female | SP.POP.3539.FE | 8800 | 9100
VUTPopulation ages 35-39, male | Vanuatu | VUT | Population ages 35-39, male | SP.POP.3539.MA | 8600 | 8900
VUTPopulation ages 40-44, female | Vanuatu | VUT | Population ages 40-44, female | SP.POP.4044.FE | 7800 | 8000
VUTPopulation ages 40-44, male | Vanuatu | VUT | Population ages 40-44, male | SP.POP.4044.MA | 7800 | 8100
VUTPopulation ages 45-49, female | Vanuatu | VUT | Population ages 45-49, female | SP.POP.4549.FE | 6200 | 6500
VUTPopulation ages 45-49, male | Vanuatu | VUT | Population ages 45-49, male | SP.POP.4549.MA | 6500 | 6600
VUTPopulation ages 50-54, female | Vanuatu | VUT | Population ages 50-54, female | SP.POP.5054.FE | 5400 | 5600
VUTPopulation ages 50-54, male | Vanuatu | VUT | Population ages 50-54, male | SP.POP.5054.MA | 5800 | 6000
VUTPopulation ages 55-59, male | Vanuatu | VUT | Population ages 55-59, male | SP.POP.5559.MA | 4300 | 4500
VUTPopulation ages 55-59, female | Vanuatu | VUT | Population ages 55-59, female | SP.POP.5559.FE | 4200 | 4400
VUTPopulation ages 65-69, male | Vanuatu | VUT | Population ages 65-69, male | SP.POP.6569.MA | 2300 | 2400
VUTPopulation ages 65-69, female | Vanuatu | VUT | Population ages 65-69, female | SP.POP.6569.FE | 2200 | 2300
VUTPopulation ages 60-64, female | Vanuatu | VUT | Population ages 60-64, female | SP.POP.6064.FE | 3100 | 3300
VUTPopulation ages 60-64, male | Vanuatu | VUT | Population ages 60-64, male | SP.POP.6064.MA | 3300 | 3500
VUTPopulation ages 70-74, female | Vanuatu | VUT | Population ages 70-74, female | SP.POP.7074.FE | 1500 | 1600
VUTPopulation ages 70-74, male | Vanuatu | VUT | Population ages 70-74, male | SP.POP.7074.MA | 1500 | 1600
VUTPopulation ages 75-79, female | Vanuatu | VUT | Population ages 75-79, female | SP.POP.7579.FE | 800 | 800
VUTPopulation ages 75-79, male | Vanuatu | VUT | Population ages 75-79, male | SP.POP.7579.MA | 900 | 900
VUTPopulation ages 80 and above, female | Vanuatu | VUT | Population ages 80 and above, female | SP.POP.80UP.FE | 800 | 700
VUTPopulation ages 80 and above, male | Vanuatu | VUT | Population ages 80 and above, male | SP.POP.80UP.MA | 900 | 800
VUTPopulation, male | Vanuatu | VUT | Population, male | SP.POP.TOTL.MA.IN | 152000 | 156000
VUTPopulation, total | Vanuatu | VUT | Population, total | SP.POP.TOTL | 300000 | 307000
VUTPopulation, female | Vanuatu | VUT | Population, female | SP.POP.TOTL.FE.IN | 148000 | 151000
VUTPopulation growth (annual %) | Vanuatu | VUT | Population growth (annual %) | SP.POP.GROW | 0 | 0
VENPopulation ages 0-14, female | Venezuela, RB | VEN | Population ages 0-14, female | SP.POP.0014.FE.IN | 3827000 | 3795000
VENPopulation ages 0-14, male | Venezuela, RB | VEN | Population ages 0-14, male | SP.POP.0014.MA.IN | 3988000 | 3957000
VENPopulation ages 00-04, female | Venezuela, RB | VEN | Population ages 00-04, female | SP.POP.0004.FE | 1188000 | 1161000
VENPopulation ages 00-04, male | Venezuela, RB | VEN | Population ages 00-04, male | SP.POP.0004.MA | 1231000 | 1203000
VENPopulation ages 05-09, female | Venezuela, RB | VEN | Population ages 05-09, female | SP.POP.0509.FE | 1342000 | 1336000
VENPopulation ages 05-09, male | Venezuela, RB | VEN | Population ages 05-09, male | SP.POP.0509.MA | 1400000 | 1395000
VENPopulation ages 10-14, female | Venezuela, RB | VEN | Population ages 10-14, female | SP.POP.1014.FE | 1297000 | 1298000
VENPopulation ages 10-14, male | Venezuela, RB | VEN | Population ages 10-14, male | SP.POP.1014.MA | 1356000 | 1360000
VENPopulation ages 15-19, female | Venezuela, RB | VEN | Population ages 15-19, female | SP.POP.1519.FE | 1217000 | 1226000
VENPopulation ages 15-19, male | Venezuela, RB | VEN | Population ages 15-19, male | SP.POP.1519.MA | 1261000 | 1275000
VENPopulation ages 20-24, female | Venezuela, RB | VEN | Population ages 20-24, female | SP.POP.2024.FE | 1078000 | 1047000
VENPopulation ages 20-24, male | Venezuela, RB | VEN | Population ages 20-24, male | SP.POP.2024.MA | 1085000 | 1055000
VENPopulation ages 25-29, female | Venezuela, RB | VEN | Population ages 25-29, female | SP.POP.2529.FE | 1075000 | 1025000
VENPopulation ages 25-29, male | Venezuela, RB | VEN | Population ages 25-29, male | SP.POP.2529.MA | 1055000 | 1003000
VENPopulation ages 30-34, female | Venezuela, RB | VEN | Population ages 30-34, female | SP.POP.3034.FE | 1084000 | 1056000
VENPopulation ages 30-34, male | Venezuela, RB | VEN | Population ages 30-34, male | SP.POP.3034.MA | 1041000 | 1008000
VENPopulation ages 35-39, female | Venezuela, RB | VEN | Population ages 35-39, female | SP.POP.3539.FE | 1020000 | 1011000
VENPopulation ages 35-39, male | Venezuela, RB | VEN | Population ages 35-39, male | SP.POP.3539.MA | 967000 | 953000
VENPopulation ages 40-44, female | Venezuela, RB | VEN | Population ages 40-44, female | SP.POP.4044.FE | 958000 | 964000
VENPopulation ages 40-44, male | Venezuela, RB | VEN | Population ages 40-44, male | SP.POP.4044.MA | 904000 | 904000
VENPopulation ages 45-49, female | Venezuela, RB | VEN | Population ages 45-49, female | SP.POP.4549.FE | 869000 | 875000
VENPopulation ages 45-49, male | Venezuela, RB | VEN | Population ages 45-49, male | SP.POP.4549.MA | 820000 | 822000
VENPopulation ages 50-54, female | Venezuela, RB | VEN | Population ages 50-54, female | SP.POP.5054.FE | 817000 | 827000
VENPopulation ages 50-54, male | Venezuela, RB | VEN | Population ages 50-54, male | SP.POP.5054.MA | 765000 | 773000
VENPopulation ages 55-59, male | Venezuela, RB | VEN | Population ages 55-59, male | SP.POP.5559.MA | 663000 | 677000
VENPopulation ages 55-59, female | Venezuela, RB | VEN | Population ages 55-59, female | SP.POP.5559.FE | 720000 | 738000
VENPopulation ages 65-69, male | Venezuela, RB | VEN | Population ages 65-69, male | SP.POP.6569.MA | 385000 | 404000
VENPopulation ages 65-69, female | Venezuela, RB | VEN | Population ages 65-69, female | SP.POP.6569.FE | 439000 | 462000
VENPopulation ages 60-64, female | Venezuela, RB | VEN | Population ages 60-64, female | SP.POP.6064.FE | 595000 | 620000
VENPopulation ages 60-64, male | Venezuela, RB | VEN | Population ages 60-64, male | SP.POP.6064.MA | 536000 | 557000
VENPopulation ages 70-74, female | Venezuela, RB | VEN | Population ages 70-74, female | SP.POP.7074.FE | 314000 | 330000
VENPopulation ages 70-74, male | Venezuela, RB | VEN | Population ages 70-74, male | SP.POP.7074.MA | 262000 | 274000
VENPopulation ages 75-79, female | Venezuela, RB | VEN | Population ages 75-79, female | SP.POP.7579.FE | 209000 | 218000
VENPopulation ages 75-79, male | Venezuela, RB | VEN | Population ages 75-79, male | SP.POP.7579.MA | 162000 | 168000
VENPopulation ages 80 and above, female | Venezuela, RB | VEN | Population ages 80 and above, female | SP.POP.80UP.FE | 248000 | 258000
VENPopulation ages 80 and above, male | Venezuela, RB | VEN | Population ages 80 and above, male | SP.POP.80UP.MA | 152000 | 155000
VENPopulation, male | Venezuela, RB | VEN | Population, male | SP.POP.TOTL.MA.IN | 14045000 | 13985000
VENPopulation, total | Venezuela, RB | VEN | Population, total | SP.POP.TOTL | 28516000 | 28436000
VENPopulation, female | Venezuela, RB | VEN | Population, female | SP.POP.TOTL.FE.IN | 14471000 | 14451000
VENPopulation growth (annual %) | Venezuela, RB | VEN | Population growth (annual %) | SP.POP.GROW | 0 | 0
VNMPopulation ages 0-14, female | Vietnam | VNM | Population ages 0-14, female | SP.POP.0014.FE.IN | 10593000 | 10673000
VNMPopulation ages 0-14, male | Vietnam | VNM | Population ages 0-14, male | SP.POP.0014.MA.IN | 11800000 | 11904000
VNMPopulation ages 00-04, female | Vietnam | VNM | Population ages 00-04, female | SP.POP.0004.FE | 3724000 | 3728000
VNMPopulation ages 00-04, male | Vietnam | VNM | Population ages 00-04, male | SP.POP.0004.MA | 4167000 | 4165000
VNMPopulation ages 05-09, female | Vietnam | VNM | Population ages 05-09, female | SP.POP.0509.FE | 3552000 | 3581000
VNMPopulation ages 05-09, male | Vietnam | VNM | Population ages 05-09, male | SP.POP.0509.MA | 3973000 | 4005000
VNMPopulation ages 10-14, female | Vietnam | VNM | Population ages 10-14, female | SP.POP.1014.FE | 3316000 | 3364000
VNMPopulation ages 10-14, male | Vietnam | VNM | Population ages 10-14, male | SP.POP.1014.MA | 3660000 | 3734000
VNMPopulation ages 15-19, female | Vietnam | VNM | Population ages 15-19, female | SP.POP.1519.FE | 3132000 | 3136000
VNMPopulation ages 15-19, male | Vietnam | VNM | Population ages 15-19, male | SP.POP.1519.MA | 3343000 | 3365000
VNMPopulation ages 20-24, female | Vietnam | VNM | Population ages 20-24, female | SP.POP.2024.FE | 3482000 | 3320000
VNMPopulation ages 20-24, male | Vietnam | VNM | Population ages 20-24, male | SP.POP.2024.MA | 3663000 | 3500000
VNMPopulation ages 25-29, female | Vietnam | VNM | Population ages 25-29, female | SP.POP.2529.FE | 4290000 | 4206000
VNMPopulation ages 25-29, male | Vietnam | VNM | Population ages 25-29, male | SP.POP.2529.MA | 4451000 | 4364000
VNMPopulation ages 30-34, female | Vietnam | VNM | Population ages 30-34, female | SP.POP.3034.FE | 4114000 | 4158000
VNMPopulation ages 30-34, male | Vietnam | VNM | Population ages 30-34, male | SP.POP.3034.MA | 4231000 | 4279000
VNMPopulation ages 35-39, female | Vietnam | VNM | Population ages 35-39, female | SP.POP.3539.FE | 3786000 | 3848000
VNMPopulation ages 35-39, male | Vietnam | VNM | Population ages 35-39, male | SP.POP.3539.MA | 3846000 | 3916000
VNMPopulation ages 40-44, female | Vietnam | VNM | Population ages 40-44, female | SP.POP.4044.FE | 3463000 | 3508000
VNMPopulation ages 40-44, male | Vietnam | VNM | Population ages 40-44, male | SP.POP.4044.MA | 3478000 | 3526000
VNMPopulation ages 45-49, female | Vietnam | VNM | Population ages 45-49, female | SP.POP.4549.FE | 3222000 | 3272000
VNMPopulation ages 45-49, male | Vietnam | VNM | Population ages 45-49, male | SP.POP.4549.MA | 3220000 | 3267000
VNMPopulation ages 50-54, female | Vietnam | VNM | Population ages 50-54, female | SP.POP.5054.FE | 2916000 | 2960000
VNMPopulation ages 50-54, male | Vietnam | VNM | Population ages 50-54, male | SP.POP.5054.MA | 2859000 | 2908000
VNMPopulation ages 55-59, male | Vietnam | VNM | Population ages 55-59, male | SP.POP.5559.MA | 2473000 | 2530000
VNMPopulation ages 55-59, female | Vietnam | VNM | Population ages 55-59, female | SP.POP.5559.FE | 2663000 | 2712000
VNMPopulation ages 65-69, male | Vietnam | VNM | Population ages 65-69, male | SP.POP.6569.MA | 1227000 | 1339000
VNMPopulation ages 65-69, female | Vietnam | VNM | Population ages 65-69, female | SP.POP.6569.FE | 1546000 | 1672000
VNMPopulation ages 60-64, female | Vietnam | VNM | Population ages 60-64, female | SP.POP.6064.FE | 2226000 | 2319000
VNMPopulation ages 60-64, male | Vietnam | VNM | Population ages 60-64, male | SP.POP.6064.MA | 1924000 | 2012000
VNMPopulation ages 70-74, female | Vietnam | VNM | Population ages 70-74, female | SP.POP.7074.FE | 918000 | 987000
VNMPopulation ages 70-74, male | Vietnam | VNM | Population ages 70-74, male | SP.POP.7074.MA | 609000 | 665000
VNMPopulation ages 75-79, female | Vietnam | VNM | Population ages 75-79, female | SP.POP.7579.FE | 694000 | 704000
VNMPopulation ages 75-79, male | Vietnam | VNM | Population ages 75-79, male | SP.POP.7579.MA | 420000 | 423000
VNMPopulation ages 80 and above, female | Vietnam | VNM | Population ages 80 and above, female | SP.POP.80UP.FE | 1265000 | 1265000
VNMPopulation ages 80 and above, male | Vietnam | VNM | Population ages 80 and above, male | SP.POP.80UP.MA | 608000 | 602000
VNMPopulation, male | Vietnam | VNM | Population, male | SP.POP.TOTL.MA.IN | 48151000 | 48598000
VNMPopulation, total | Vietnam | VNM | Population, total | SP.POP.TOTL | 96462000 | 97339000
VNMPopulation, female | Vietnam | VNM | Population, female | SP.POP.TOTL.FE.IN | 48311000 | 48740000
VNMPopulation growth (annual %) | Vietnam | VNM | Population growth (annual %) | SP.POP.GROW | 0 | 0
VIRPopulation ages 0-14, female | Virgin Islands (U.S.) | VIR | Population ages 0-14, female | SP.POP.0014.FE.IN | 10000 | 10000
VIRPopulation ages 0-14, male | Virgin Islands (U.S.) | VIR | Population ages 0-14, male | SP.POP.0014.MA.IN | 11000 | 10000
VIRPopulation ages 00-04, female | Virgin Islands (U.S.) | VIR | Population ages 00-04, female | SP.POP.0004.FE | 3000 | 3000
VIRPopulation ages 00-04, male | Virgin Islands (U.S.) | VIR | Population ages 00-04, male | SP.POP.0004.MA | 3200 | 3100
VIRPopulation ages 05-09, female | Virgin Islands (U.S.) | VIR | Population ages 05-09, female | SP.POP.0509.FE | 3500 | 3400
VIRPopulation ages 05-09, male | Virgin Islands (U.S.) | VIR | Population ages 05-09, male | SP.POP.0509.MA | 3700 | 3600
VIRPopulation ages 10-14, female | Virgin Islands (U.S.) | VIR | Population ages 10-14, female | SP.POP.1014.FE | 3700 | 3700
VIRPopulation ages 10-14, male | Virgin Islands (U.S.) | VIR | Population ages 10-14, male | SP.POP.1014.MA | 3700 | 3700
VIRPopulation ages 15-19, female | Virgin Islands (U.S.) | VIR | Population ages 15-19, female | SP.POP.1519.FE | 3300 | 3300
VIRPopulation ages 15-19, male | Virgin Islands (U.S.) | VIR | Population ages 15-19, male | SP.POP.1519.MA | 3600 | 3600
VIRPopulation ages 20-24, female | Virgin Islands (U.S.) | VIR | Population ages 20-24, female | SP.POP.2024.FE | 3200 | 3200
VIRPopulation ages 20-24, male | Virgin Islands (U.S.) | VIR | Population ages 20-24, male | SP.POP.2024.MA | 3500 | 3500
VIRPopulation ages 25-29, female | Virgin Islands (U.S.) | VIR | Population ages 25-29, female | SP.POP.2529.FE | 3100 | 3200
VIRPopulation ages 25-29, male | Virgin Islands (U.S.) | VIR | Population ages 25-29, male | SP.POP.2529.MA | 3100 | 3200
VIRPopulation ages 30-34, female | Virgin Islands (U.S.) | VIR | Population ages 30-34, female | SP.POP.3034.FE | 2700 | 2600
VIRPopulation ages 30-34, male | Virgin Islands (U.S.) | VIR | Population ages 30-34, male | SP.POP.3034.MA | 2100 | 2200
VIRPopulation ages 35-39, female | Virgin Islands (U.S.) | VIR | Population ages 35-39, female | SP.POP.3539.FE | 3000 | 2900
VIRPopulation ages 35-39, male | Virgin Islands (U.S.) | VIR | Population ages 35-39, male | SP.POP.3539.MA | 2400 | 2300
VIRPopulation ages 40-44, female | Virgin Islands (U.S.) | VIR | Population ages 40-44, female | SP.POP.4044.FE | 3200 | 3100
VIRPopulation ages 40-44, male | Virgin Islands (U.S.) | VIR | Population ages 40-44, male | SP.POP.4044.MA | 2700 | 2600
VIRPopulation ages 45-49, female | Virgin Islands (U.S.) | VIR | Population ages 45-49, female | SP.POP.4549.FE | 3500 | 3400
VIRPopulation ages 45-49, male | Virgin Islands (U.S.) | VIR | Population ages 45-49, male | SP.POP.4549.MA | 3100 | 3000
VIRPopulation ages 50-54, female | Virgin Islands (U.S.) | VIR | Population ages 50-54, female | SP.POP.5054.FE | 3900 | 3900
VIRPopulation ages 50-54, male | Virgin Islands (U.S.) | VIR | Population ages 50-54, male | SP.POP.5054.MA | 3500 | 3400
VIRPopulation ages 55-59, male | Virgin Islands (U.S.) | VIR | Population ages 55-59, male | SP.POP.5559.MA | 3600 | 3500
VIRPopulation ages 55-59, female | Virgin Islands (U.S.) | VIR | Population ages 55-59, female | SP.POP.5559.FE | 4000 | 4000
VIRPopulation ages 65-69, male | Virgin Islands (U.S.) | VIR | Population ages 65-69, male | SP.POP.6569.MA | 3000 | 3000
VIRPopulation ages 65-69, female | Virgin Islands (U.S.) | VIR | Population ages 65-69, female | SP.POP.6569.FE | 3700 | 3700
VIRPopulation ages 60-64, female | Virgin Islands (U.S.) | VIR | Population ages 60-64, female | SP.POP.6064.FE | 4000 | 4000
VIRPopulation ages 60-64, male | Virgin Islands (U.S.) | VIR | Population ages 60-64, male | SP.POP.6064.MA | 3600 | 3600
VIRPopulation ages 70-74, female | Virgin Islands (U.S.) | VIR | Population ages 70-74, female | SP.POP.7074.FE | 3500 | 3600
VIRPopulation ages 70-74, male | Virgin Islands (U.S.) | VIR | Population ages 70-74, male | SP.POP.7074.MA | 2900 | 2900
VIRPopulation ages 75-79, female | Virgin Islands (U.S.) | VIR | Population ages 75-79, female | SP.POP.7579.FE | 2400 | 2600
VIRPopulation ages 75-79, male | Virgin Islands (U.S.) | VIR | Population ages 75-79, male | SP.POP.7579.MA | 2000 | 2100
VIRPopulation ages 80 and above, female | Virgin Islands (U.S.) | VIR | Population ages 80 and above, female | SP.POP.80UP.FE | 2400 | 2500
VIRPopulation ages 80 and above, male | Virgin Islands (U.S.) | VIR | Population ages 80 and above, male | SP.POP.80UP.MA | 1400 | 1500
VIRPopulation, male | Virgin Islands (U.S.) | VIR | Population, male | SP.POP.TOTL.MA.IN | 51000 | 51000
VIRPopulation, total | Virgin Islands (U.S.) | VIR | Population, total | SP.POP.TOTL | 107000 | 107000
VIRPopulation, female | Virgin Islands (U.S.) | VIR | Population, female | SP.POP.TOTL.FE.IN | 56000 | 56000
VIRPopulation growth (annual %) | Virgin Islands (U.S.) | VIR | Population growth (annual %) | SP.POP.GROW | 0 | 0
PSEPopulation ages 0-14, female | West Bank and Gaza | PSE | Population ages 0-14, female | SP.POP.0014.FE.IN | 886000 | 902000
PSEPopulation ages 0-14, male | West Bank and Gaza | PSE | Population ages 0-14, male | SP.POP.0014.MA.IN | 926000 | 944000
PSEPopulation ages 00-04, female | West Bank and Gaza | PSE | Population ages 00-04, female | SP.POP.0004.FE | 317000 | 319000
PSEPopulation ages 00-04, male | West Bank and Gaza | PSE | Population ages 00-04, male | SP.POP.0004.MA | 333000 | 334000
PSEPopulation ages 05-09, female | West Bank and Gaza | PSE | Population ages 05-09, female | SP.POP.0509.FE | 303000 | 310000
PSEPopulation ages 05-09, male | West Bank and Gaza | PSE | Population ages 05-09, male | SP.POP.0509.MA | 317000 | 324000
PSEPopulation ages 10-14, female | West Bank and Gaza | PSE | Population ages 10-14, female | SP.POP.1014.FE | 266000 | 273000
PSEPopulation ages 10-14, male | West Bank and Gaza | PSE | Population ages 10-14, male | SP.POP.1014.MA | 277000 | 285000
PSEPopulation ages 15-19, female | West Bank and Gaza | PSE | Population ages 15-19, female | SP.POP.1519.FE | 237000 | 240000
PSEPopulation ages 15-19, male | West Bank and Gaza | PSE | Population ages 15-19, male | SP.POP.1519.MA | 245000 | 248000
PSEPopulation ages 20-24, female | West Bank and Gaza | PSE | Population ages 20-24, female | SP.POP.2024.FE | 231000 | 232000
PSEPopulation ages 20-24, male | West Bank and Gaza | PSE | Population ages 20-24, male | SP.POP.2024.MA | 238000 | 239000
PSEPopulation ages 25-29, female | West Bank and Gaza | PSE | Population ages 25-29, female | SP.POP.2529.FE | 209000 | 216000
PSEPopulation ages 25-29, male | West Bank and Gaza | PSE | Population ages 25-29, male | SP.POP.2529.MA | 217000 | 224000
PSEPopulation ages 30-34, female | West Bank and Gaza | PSE | Population ages 30-34, female | SP.POP.3034.FE | 163000 | 171000
PSEPopulation ages 30-34, male | West Bank and Gaza | PSE | Population ages 30-34, male | SP.POP.3034.MA | 169000 | 178000
PSEPopulation ages 35-39, female | West Bank and Gaza | PSE | Population ages 35-39, female | SP.POP.3539.FE | 131000 | 137000
PSEPopulation ages 35-39, male | West Bank and Gaza | PSE | Population ages 35-39, male | SP.POP.3539.MA | 136000 | 141000
PSEPopulation ages 40-44, female | West Bank and Gaza | PSE | Population ages 40-44, female | SP.POP.4044.FE | 111000 | 115000
PSEPopulation ages 40-44, male | West Bank and Gaza | PSE | Population ages 40-44, male | SP.POP.4044.MA | 114000 | 118000
PSEPopulation ages 45-49, female | West Bank and Gaza | PSE | Population ages 45-49, female | SP.POP.4549.FE | 91000 | 94000
PSEPopulation ages 45-49, male | West Bank and Gaza | PSE | Population ages 45-49, male | SP.POP.4549.MA | 92000 | 96000
PSEPopulation ages 50-54, female | West Bank and Gaza | PSE | Population ages 50-54, female | SP.POP.5054.FE | 76000 | 78000
PSEPopulation ages 50-54, male | West Bank and Gaza | PSE | Population ages 50-54, male | SP.POP.5054.MA | 76000 | 79000
PSEPopulation ages 55-59, male | West Bank and Gaza | PSE | Population ages 55-59, male | SP.POP.5559.MA | 57000 | 61000
PSEPopulation ages 55-59, female | West Bank and Gaza | PSE | Population ages 55-59, female | SP.POP.5559.FE | 58000 | 62000
PSEPopulation ages 65-69, male | West Bank and Gaza | PSE | Population ages 65-69, male | SP.POP.6569.MA | 28000 | 28000
PSEPopulation ages 65-69, female | West Bank and Gaza | PSE | Population ages 65-69, female | SP.POP.6569.FE | 31000 | 32000
PSEPopulation ages 60-64, female | West Bank and Gaza | PSE | Population ages 60-64, female | SP.POP.6064.FE | 40000 | 43000
PSEPopulation ages 60-64, male | West Bank and Gaza | PSE | Population ages 60-64, male | SP.POP.6064.MA | 38000 | 40000
PSEPopulation ages 70-74, female | West Bank and Gaza | PSE | Population ages 70-74, female | SP.POP.7074.FE | 22000 | 23000
PSEPopulation ages 70-74, male | West Bank and Gaza | PSE | Population ages 70-74, male | SP.POP.7074.MA | 22000 | 23000
PSEPopulation ages 75-79, female | West Bank and Gaza | PSE | Population ages 75-79, female | SP.POP.7579.FE | 15000 | 15000
PSEPopulation ages 75-79, male | West Bank and Gaza | PSE | Population ages 75-79, male | SP.POP.7579.MA | 12000 | 13000
PSEPopulation ages 80 and above, female | West Bank and Gaza | PSE | Population ages 80 and above, female | SP.POP.80UP.FE | 12000 | 12000
PSEPopulation ages 80 and above, male | West Bank and Gaza | PSE | Population ages 80 and above, male | SP.POP.80UP.MA | 8400 | 8700
PSEPopulation, male | West Bank and Gaza | PSE | Population, male | SP.POP.TOTL.MA.IN | 2379000 | 2441000
PSEPopulation, total | West Bank and Gaza | PSE | Population, total | SP.POP.TOTL | 4690000 | 4813000
PSEPopulation, female | West Bank and Gaza | PSE | Population, female | SP.POP.TOTL.FE.IN | 2312000 | 2372000
PSEPopulation growth (annual %) | West Bank and Gaza | PSE | Population growth (annual %) | SP.POP.GROW | 0 | 0
WLDPopulation ages 0-14, female | World | WLD | Population ages 0-14, female | SP.POP.0014.FE.IN | 951915200 | 956150100
WLDPopulation ages 0-14, male | World | WLD | Population ages 0-14, male | SP.POP.0014.MA.IN | 1015881500 | 1019733400
WLDPopulation ages 00-04, female | World | WLD | Population ages 00-04, female | SP.POP.0004.FE | 326930600 | 327291400
WLDPopulation ages 00-04, male | World | WLD | Population ages 00-04, male | SP.POP.0004.MA | 347930200 | 348076100
WLDPopulation ages 05-09, female | World | WLD | Population ages 05-09, female | SP.POP.0509.FE | 318913800 | 320281000
WLDPopulation ages 05-09, male | World | WLD | Population ages 05-09, male | SP.POP.0509.MA | 340312200 | 341536100
WLDPopulation ages 10-14, female | World | WLD | Population ages 10-14, female | SP.POP.1014.FE | 306065200 | 308577300
WLDPopulation ages 10-14, male | World | WLD | Population ages 10-14, male | SP.POP.1014.MA | 327628200 | 330134100
WLDPopulation ages 15-19, female | World | WLD | Population ages 15-19, female | SP.POP.1519.FE | 292797400 | 294382400
WLDPopulation ages 15-19, male | World | WLD | Population ages 15-19, male | SP.POP.1519.MA | 313509800 | 315309500
WLDPopulation ages 20-24, female | World | WLD | Population ages 20-24, female | SP.POP.2024.FE | 287619000 | 287861900
WLDPopulation ages 20-24, male | World | WLD | Population ages 20-24, male | SP.POP.2024.MA | 306448100 | 306893000
WLDPopulation ages 25-29, female | World | WLD | Population ages 25-29, female | SP.POP.2529.FE | 289351700 | 287237300
WLDPopulation ages 25-29, male | World | WLD | Population ages 25-29, male | SP.POP.2529.MA | 305985600 | 304527900
WLDPopulation ages 30-34, female | World | WLD | Population ages 30-34, female | SP.POP.3034.FE | 291940700 | 294445000
WLDPopulation ages 30-34, male | World | WLD | Population ages 30-34, male | SP.POP.3034.MA | 303907900 | 307280900
WLDPopulation ages 35-39, female | World | WLD | Population ages 35-39, female | SP.POP.3539.FE | 261558000 | 266890500
WLDPopulation ages 35-39, male | World | WLD | Population ages 35-39, male | SP.POP.3539.MA | 269075800 | 274911400
WLDPopulation ages 40-44, female | World | WLD | Population ages 40-44, female | SP.POP.4044.FE | 241277300 | 242964500
WLDPopulation ages 40-44, male | World | WLD | Population ages 40-44, male | SP.POP.4044.MA | 246119800 | 247907000
WLDPopulation ages 45-49, female | World | WLD | Population ages 45-49, female | SP.POP.4549.FE | 235309400 | 236406600
WLDPopulation ages 45-49, male | World | WLD | Population ages 45-49, male | SP.POP.4549.MA | 238135700 | 239443700
WLDPopulation ages 50-54, female | World | WLD | Population ages 50-54, female | SP.POP.5054.FE | 217812300 | 221368200
WLDPopulation ages 50-54, male | World | WLD | Population ages 50-54, male | SP.POP.5054.MA | 217120500 | 220794300
WLDPopulation ages 55-59, male | World | WLD | Population ages 55-59, male | SP.POP.5559.MA | 185762600 | 190718400
WLDPopulation ages 55-59, female | World | WLD | Population ages 55-59, female | SP.POP.5559.FE | 189259100 | 194155900
WLDPopulation ages 65-69, male | World | WLD | Population ages 65-69, male | SP.POP.6569.MA | 123463500 | 127851900
WLDPopulation ages 65-69, female | World | WLD | Population ages 65-69, female | SP.POP.6569.FE | 134939800 | 139559300
WLDPopulation ages 60-64, female | World | WLD | Population ages 60-64, female | SP.POP.6064.FE | 160444300 | 163774300
WLDPopulation ages 60-64, male | World | WLD | Population ages 60-64, male | SP.POP.6064.MA | 152640700 | 156006400
WLDPopulation ages 70-74, female | World | WLD | Population ages 70-74, female | SP.POP.7074.FE | 95866800 | 100767200
WLDPopulation ages 70-74, male | World | WLD | Population ages 70-74, male | SP.POP.7074.MA | 82221500 | 86539000
WLDPopulation ages 75-79, female | World | WLD | Population ages 75-79, female | SP.POP.7579.FE | 66551300 | 68570000
WLDPopulation ages 75-79, male | World | WLD | Population ages 75-79, male | SP.POP.7579.MA | 52719800 | 54379500
WLDPopulation ages 80 and above, female | World | WLD | Population ages 80 and above, female | SP.POP.80UP.FE | 87407700 | 89020200
WLDPopulation ages 80 and above, male | World | WLD | Population ages 80 and above, male | SP.POP.80UP.MA | 54859000 | 55591900
WLDPopulation, male | World | WLD | Population, male | SP.POP.TOTL.MA.IN | 3867816000 | 3907894000
WLDPopulation, total | World | WLD | Population, total | SP.POP.TOTL | 7674533000 | 7754179000
WLDPopulation, female | World | WLD | Population, female | SP.POP.TOTL.FE.IN | 3804027000 | 3843582000
WLDPopulation growth (annual %) | World | WLD | Population growth (annual %) | SP.POP.GROW | 1.0569 | 1.0378
YEMPopulation ages 0-14, female | Yemen, Rep. | YEM | Population ages 0-14, female | SP.POP.0014.FE.IN | 5605000 | 5676000
YEMPopulation ages 0-14, male | Yemen, Rep. | YEM | Population ages 0-14, male | SP.POP.0014.MA.IN | 5833000 | 5906000
YEMPopulation ages 00-04, female | Yemen, Rep. | YEM | Population ages 00-04, female | SP.POP.0004.FE | 2007000 | 2015000
YEMPopulation ages 00-04, male | Yemen, Rep. | YEM | Population ages 00-04, male | SP.POP.0004.MA | 2091000 | 2100000
YEMPopulation ages 05-09, female | Yemen, Rep. | YEM | Population ages 05-09, female | SP.POP.0509.FE | 1891000 | 1920000
YEMPopulation ages 05-09, male | Yemen, Rep. | YEM | Population ages 05-09, male | SP.POP.0509.MA | 1968000 | 1998000
YEMPopulation ages 10-14, female | Yemen, Rep. | YEM | Population ages 10-14, female | SP.POP.1014.FE | 1707000 | 1740000
YEMPopulation ages 10-14, male | Yemen, Rep. | YEM | Population ages 10-14, male | SP.POP.1014.MA | 1774000 | 1808000
YEMPopulation ages 15-19, female | Yemen, Rep. | YEM | Population ages 15-19, female | SP.POP.1519.FE | 1548000 | 1574000
YEMPopulation ages 15-19, male | Yemen, Rep. | YEM | Population ages 15-19, male | SP.POP.1519.MA | 1600000 | 1628000
YEMPopulation ages 20-24, female | Yemen, Rep. | YEM | Population ages 20-24, female | SP.POP.2024.FE | 1436000 | 1443000
YEMPopulation ages 20-24, male | Yemen, Rep. | YEM | Population ages 20-24, male | SP.POP.2024.MA | 1476000 | 1482000
YEMPopulation ages 25-29, female | Yemen, Rep. | YEM | Population ages 25-29, female | SP.POP.2529.FE | 1361000 | 1388000
YEMPopulation ages 25-29, male | Yemen, Rep. | YEM | Population ages 25-29, male | SP.POP.2529.MA | 1392000 | 1419000
YEMPopulation ages 30-34, female | Yemen, Rep. | YEM | Population ages 30-34, female | SP.POP.3034.FE | 1108000 | 1156000
YEMPopulation ages 30-34, male | Yemen, Rep. | YEM | Population ages 30-34, male | SP.POP.3034.MA | 1124000 | 1174000
YEMPopulation ages 35-39, female | Yemen, Rep. | YEM | Population ages 35-39, female | SP.POP.3539.FE | 856000 | 903000
YEMPopulation ages 35-39, male | Yemen, Rep. | YEM | Population ages 35-39, male | SP.POP.3539.MA | 866000 | 909000
YEMPopulation ages 40-44, female | Yemen, Rep. | YEM | Population ages 40-44, female | SP.POP.4044.FE | 629000 | 667000
YEMPopulation ages 40-44, male | Yemen, Rep. | YEM | Population ages 40-44, male | SP.POP.4044.MA | 659000 | 695000
YEMPopulation ages 45-49, female | Yemen, Rep. | YEM | Population ages 45-49, female | SP.POP.4549.FE | 471000 | 491000
YEMPopulation ages 45-49, male | Yemen, Rep. | YEM | Population ages 45-49, male | SP.POP.4549.MA | 479000 | 509000
YEMPopulation ages 50-54, female | Yemen, Rep. | YEM | Population ages 50-54, female | SP.POP.5054.FE | 401000 | 410000
YEMPopulation ages 50-54, male | Yemen, Rep. | YEM | Population ages 50-54, male | SP.POP.5054.MA | 349000 | 364000
YEMPopulation ages 55-59, male | Yemen, Rep. | YEM | Population ages 55-59, male | SP.POP.5559.MA | 294000 | 299000
YEMPopulation ages 55-59, female | Yemen, Rep. | YEM | Population ages 55-59, female | SP.POP.5559.FE | 339000 | 350000
YEMPopulation ages 65-69, male | Yemen, Rep. | YEM | Population ages 65-69, male | SP.POP.6569.MA | 168000 | 174000
YEMPopulation ages 65-69, female | Yemen, Rep. | YEM | Population ages 65-69, female | SP.POP.6569.FE | 190000 | 196000
YEMPopulation ages 60-64, female | Yemen, Rep. | YEM | Population ages 60-64, female | SP.POP.6064.FE | 254000 | 265000
YEMPopulation ages 60-64, male | Yemen, Rep. | YEM | Population ages 60-64, male | SP.POP.6064.MA | 237000 | 244000
YEMPopulation ages 70-74, female | Yemen, Rep. | YEM | Population ages 70-74, female | SP.POP.7074.FE | 135000 | 141000
YEMPopulation ages 70-74, male | Yemen, Rep. | YEM | Population ages 70-74, male | SP.POP.7074.MA | 114000 | 118000
YEMPopulation ages 75-79, female | Yemen, Rep. | YEM | Population ages 75-79, female | SP.POP.7579.FE | 77000 | 81000
YEMPopulation ages 75-79, male | Yemen, Rep. | YEM | Population ages 75-79, male | SP.POP.7579.MA | 61000 | 64000
YEMPopulation ages 80 and above, female | Yemen, Rep. | YEM | Population ages 80 and above, female | SP.POP.80UP.FE | 60000 | 60000
YEMPopulation ages 80 and above, male | Yemen, Rep. | YEM | Population ages 80 and above, male | SP.POP.80UP.MA | 41000 | 40000
YEMPopulation, male | Yemen, Rep. | YEM | Population, male | SP.POP.TOTL.MA.IN | 14692000 | 15025000
YEMPopulation, total | Yemen, Rep. | YEM | Population, total | SP.POP.TOTL | 29162000 | 29826000
YEMPopulation, female | Yemen, Rep. | YEM | Population, female | SP.POP.TOTL.FE.IN | 14470000 | 14801000
YEMPopulation growth (annual %) | Yemen, Rep. | YEM | Population growth (annual %) | SP.POP.GROW | 0 | 0
ZMBPopulation ages 0-14, female | Zambia | ZMB | Population ages 0-14, female | SP.POP.0014.FE.IN | 3935000 | 4009000
ZMBPopulation ages 0-14, male | Zambia | ZMB | Population ages 0-14, male | SP.POP.0014.MA.IN | 4007000 | 4083000
ZMBPopulation ages 00-04, female | Zambia | ZMB | Population ages 00-04, female | SP.POP.0004.FE | 1435000 | 1457000
ZMBPopulation ages 00-04, male | Zambia | ZMB | Population ages 00-04, male | SP.POP.0004.MA | 1467000 | 1489000
ZMBPopulation ages 05-09, female | Zambia | ZMB | Population ages 05-09, female | SP.POP.0509.FE | 1322000 | 1346000
ZMBPopulation ages 05-09, male | Zambia | ZMB | Population ages 05-09, male | SP.POP.0509.MA | 1346000 | 1371000
ZMBPopulation ages 10-14, female | Zambia | ZMB | Population ages 10-14, female | SP.POP.1014.FE | 1178000 | 1206000
ZMBPopulation ages 10-14, male | Zambia | ZMB | Population ages 10-14, male | SP.POP.1014.MA | 1194000 | 1223000
ZMBPopulation ages 15-19, female | Zambia | ZMB | Population ages 15-19, female | SP.POP.1519.FE | 1027000 | 1059000
ZMBPopulation ages 15-19, male | Zambia | ZMB | Population ages 15-19, male | SP.POP.1519.MA | 1027000 | 1062000
ZMBPopulation ages 20-24, female | Zambia | ZMB | Population ages 20-24, female | SP.POP.2024.FE | 849000 | 880000
ZMBPopulation ages 20-24, male | Zambia | ZMB | Population ages 20-24, male | SP.POP.2024.MA | 834000 | 867000
ZMBPopulation ages 25-29, female | Zambia | ZMB | Population ages 25-29, female | SP.POP.2529.FE | 706000 | 730000
ZMBPopulation ages 25-29, male | Zambia | ZMB | Population ages 25-29, male | SP.POP.2529.MA | 680000 | 704000
ZMBPopulation ages 30-34, female | Zambia | ZMB | Population ages 30-34, female | SP.POP.3034.FE | 593000 | 612000
ZMBPopulation ages 30-34, male | Zambia | ZMB | Population ages 30-34, male | SP.POP.3034.MA | 564000 | 582000
ZMBPopulation ages 35-39, female | Zambia | ZMB | Population ages 35-39, female | SP.POP.3539.FE | 490000 | 507000
ZMBPopulation ages 35-39, male | Zambia | ZMB | Population ages 35-39, male | SP.POP.3539.MA | 471000 | 485000
ZMBPopulation ages 40-44, female | Zambia | ZMB | Population ages 40-44, female | SP.POP.4044.FE | 393000 | 411000
ZMBPopulation ages 40-44, male | Zambia | ZMB | Population ages 40-44, male | SP.POP.4044.MA | 382000 | 397000
ZMBPopulation ages 45-49, female | Zambia | ZMB | Population ages 45-49, female | SP.POP.4549.FE | 291000 | 308000
ZMBPopulation ages 45-49, male | Zambia | ZMB | Population ages 45-49, male | SP.POP.4549.MA | 282000 | 298000
ZMBPopulation ages 50-54, female | Zambia | ZMB | Population ages 50-54, female | SP.POP.5054.FE | 213000 | 223000
ZMBPopulation ages 50-54, male | Zambia | ZMB | Population ages 50-54, male | SP.POP.5054.MA | 200000 | 210000
ZMBPopulation ages 55-59, male | Zambia | ZMB | Population ages 55-59, male | SP.POP.5559.MA | 148000 | 155000
ZMBPopulation ages 55-59, female | Zambia | ZMB | Population ages 55-59, female | SP.POP.5559.FE | 166000 | 173000
ZMBPopulation ages 65-69, male | Zambia | ZMB | Population ages 65-69, male | SP.POP.6569.MA | 67000 | 70000
ZMBPopulation ages 65-69, female | Zambia | ZMB | Population ages 65-69, female | SP.POP.6569.FE | 92000 | 96000
ZMBPopulation ages 60-64, female | Zambia | ZMB | Population ages 60-64, female | SP.POP.6064.FE | 125000 | 130000
ZMBPopulation ages 60-64, male | Zambia | ZMB | Population ages 60-64, male | SP.POP.6064.MA | 102000 | 107000
ZMBPopulation ages 70-74, female | Zambia | ZMB | Population ages 70-74, female | SP.POP.7074.FE | 65000 | 68000
ZMBPopulation ages 70-74, male | Zambia | ZMB | Population ages 70-74, male | SP.POP.7074.MA | 44000 | 45000
ZMBPopulation ages 75-79, female | Zambia | ZMB | Population ages 75-79, female | SP.POP.7579.FE | 41000 | 43000
ZMBPopulation ages 75-79, male | Zambia | ZMB | Population ages 75-79, male | SP.POP.7579.MA | 23000 | 24000
ZMBPopulation ages 80 and above, female | Zambia | ZMB | Population ages 80 and above, female | SP.POP.80UP.FE | 32000 | 32000
ZMBPopulation ages 80 and above, male | Zambia | ZMB | Population ages 80 and above, male | SP.POP.80UP.MA | 14000 | 14000
ZMBPopulation, male | Zambia | ZMB | Population, male | SP.POP.TOTL.MA.IN | 8843000 | 9103000
ZMBPopulation, total | Zambia | ZMB | Population, total | SP.POP.TOTL | 17861000 | 18384000
ZMBPopulation, female | Zambia | ZMB | Population, female | SP.POP.TOTL.FE.IN | 9018000 | 9281000
ZMBPopulation growth (annual %) | Zambia | ZMB | Population growth (annual %) | SP.POP.GROW | 0 | 0
ZWEPopulation ages 0-14, female | Zimbabwe | ZWE | Population ages 0-14, female | SP.POP.0014.FE.IN | 3076000 | 3102000
ZWEPopulation ages 0-14, male | Zimbabwe | ZWE | Population ages 0-14, male | SP.POP.0014.MA.IN | 3098000 | 3127000
ZWEPopulation ages 00-04, female | Zimbabwe | ZWE | Population ages 00-04, female | SP.POP.0004.FE | 1063000 | 1043000
ZWEPopulation ages 00-04, male | Zimbabwe | ZWE | Population ages 00-04, male | SP.POP.0004.MA | 1075000 | 1055000
ZWEPopulation ages 05-09, female | Zimbabwe | ZWE | Population ages 05-09, female | SP.POP.0509.FE | 1083000 | 1101000
ZWEPopulation ages 05-09, male | Zimbabwe | ZWE | Population ages 05-09, male | SP.POP.0509.MA | 1091000 | 1110000
ZWEPopulation ages 10-14, female | Zimbabwe | ZWE | Population ages 10-14, female | SP.POP.1014.FE | 929000 | 958000
ZWEPopulation ages 10-14, male | Zimbabwe | ZWE | Population ages 10-14, male | SP.POP.1014.MA | 933000 | 963000
ZWEPopulation ages 15-19, female | Zimbabwe | ZWE | Population ages 15-19, female | SP.POP.1519.FE | 801000 | 822000
ZWEPopulation ages 15-19, male | Zimbabwe | ZWE | Population ages 15-19, male | SP.POP.1519.MA | 793000 | 817000
ZWEPopulation ages 20-24, female | Zimbabwe | ZWE | Population ages 20-24, female | SP.POP.2024.FE | 696000 | 706000
ZWEPopulation ages 20-24, male | Zimbabwe | ZWE | Population ages 20-24, male | SP.POP.2024.MA | 655000 | 672000
ZWEPopulation ages 25-29, female | Zimbabwe | ZWE | Population ages 25-29, female | SP.POP.2529.FE | 609000 | 602000
ZWEPopulation ages 25-29, male | Zimbabwe | ZWE | Population ages 25-29, male | SP.POP.2529.MA | 504000 | 504000
ZWEPopulation ages 30-34, female | Zimbabwe | ZWE | Population ages 30-34, female | SP.POP.3034.FE | 565000 | 565000
ZWEPopulation ages 30-34, male | Zimbabwe | ZWE | Population ages 30-34, male | SP.POP.3034.MA | 434000 | 430000
ZWEPopulation ages 35-39, female | Zimbabwe | ZWE | Population ages 35-39, female | SP.POP.3539.FE | 476000 | 484000
ZWEPopulation ages 35-39, male | Zimbabwe | ZWE | Population ages 35-39, male | SP.POP.3539.MA | 388000 | 389000
ZWEPopulation ages 40-44, female | Zimbabwe | ZWE | Population ages 40-44, female | SP.POP.4044.FE | 382000 | 398000
ZWEPopulation ages 40-44, male | Zimbabwe | ZWE | Population ages 40-44, male | SP.POP.4044.MA | 329000 | 340000
ZWEPopulation ages 45-49, female | Zimbabwe | ZWE | Population ages 45-49, female | SP.POP.4549.FE | 267000 | 281000
ZWEPopulation ages 45-49, male | Zimbabwe | ZWE | Population ages 45-49, male | SP.POP.4549.MA | 228000 | 240000
ZWEPopulation ages 50-54, female | Zimbabwe | ZWE | Population ages 50-54, female | SP.POP.5054.FE | 204000 | 210000
ZWEPopulation ages 50-54, male | Zimbabwe | ZWE | Population ages 50-54, male | SP.POP.5054.MA | 172000 | 179000
ZWEPopulation ages 55-59, male | Zimbabwe | ZWE | Population ages 55-59, male | SP.POP.5559.MA | 130000 | 136000
ZWEPopulation ages 55-59, female | Zimbabwe | ZWE | Population ages 55-59, female | SP.POP.5559.FE | 169000 | 173000
ZWEPopulation ages 65-69, male | Zimbabwe | ZWE | Population ages 65-69, male | SP.POP.6569.MA | 68000 | 72000
ZWEPopulation ages 65-69, female | Zimbabwe | ZWE | Population ages 65-69, female | SP.POP.6569.FE | 108000 | 113000
ZWEPopulation ages 60-64, female | Zimbabwe | ZWE | Population ages 60-64, female | SP.POP.6064.FE | 138000 | 141000
ZWEPopulation ages 60-64, male | Zimbabwe | ZWE | Population ages 60-64, male | SP.POP.6064.MA | 96000 | 99000
ZWEPopulation ages 70-74, female | Zimbabwe | ZWE | Population ages 70-74, female | SP.POP.7074.FE | 70000 | 72000
ZWEPopulation ages 70-74, male | Zimbabwe | ZWE | Population ages 70-74, male | SP.POP.7074.MA | 41000 | 42000
ZWEPopulation ages 75-79, female | Zimbabwe | ZWE | Population ages 75-79, female | SP.POP.7579.FE | 56000 | 57000
ZWEPopulation ages 75-79, male | Zimbabwe | ZWE | Population ages 75-79, male | SP.POP.7579.MA | 29000 | 29000
ZWEPopulation ages 80 and above, female | Zimbabwe | ZWE | Population ages 80 and above, female | SP.POP.80UP.FE | 46000 | 45000
ZWEPopulation ages 80 and above, male | Zimbabwe | ZWE | Population ages 80 and above, male | SP.POP.80UP.MA | 17000 | 17000
ZWEPopulation, male | Zimbabwe | ZWE | Population, male | SP.POP.TOTL.MA.IN | 6983000 | 7092000
ZWEPopulation, total | Zimbabwe | ZWE | Population, total | SP.POP.TOTL | 14645000 | 14863000
ZWEPopulation, female | Zimbabwe | ZWE | Population, female | SP.POP.TOTL.FE.IN | 7662000 | 7771000
ZWEPopulation growth (annual %) | Zimbabwe | ZWE | Population growth (annual %) | SP.POP.GROW | 0 | 0
Data from database: Population estimates and projections
Last Updated: 09/19/2019

## User options (hidden)
Details explanation behind all toggle-able options in "Total forecast by item" tab
Key
Input from other tab
Assumption entered in this tab
Output variable calculated in this tab
Doubling rate options | Explanation
Fast | Fastest doubling rate of virus - highest case load expected
Medium | Medium doubling rate of virus - medium case load expected
Slow | Slowest doubling rate of virus - based on strict containment, lowest case load expected
Combined | Switches doubling speed from medium to slow after a certain number of weeks to flatten the curve
Diagnostic testing options | Explanation
All Suspected Cases | Test everyone suspected, mild, severe + critical for COVID-19
Targeted | Test all severe + critical, and high-risk suspected + mild only (10%)
Attack rate options | Explanation
Very low | Based on China, low
Low | Based on China, high
Medium | Based on academic modelling groups
High | Based on academic modelling groups
Manual
Weeks remaining to model | Explanation
#REF!
Cumulative Case Estimation Method | Explanation
Exponential Growth
Manual Entry